## Cover_Couverture
Material Carbon Emissions Estimator (MCE2) V1.3 |  | Estimateur d'émissions de carbone des matériaux (E2CM) V1.3
Disclaimer: Neither Natural Resources Canada nor any of its employees makes any warranty express or implied, or assumes any legal liability or responsibility for the accuracy, completeness or usefulness of its contents. Reference in the tool to any specific commercial product, process, service or organization does not necessarily constitute or imply endorsement, recommendation or favouring by Natural Resources Canada. The views and opinions of authors expressed in this tool do not necessarily state or reflect those of Natural Resources Canada. Funding for this work was provided by Natural Resources Canada through the Program of Energy Research and Development, Green Infrastructure program and the Office of Energy Efficiency, Housing and Communities Division. This spreadsheet has been optimized for use in Microsoft Windows Excel versions 2016 onwards. Running the software on legacy versions of Microsoft Excel or other operating systems may not work. |  | Avertissement : Ressources naturelles Canada et aucun de ses employés ne font aucune garantie, formelle ou tacite, et n’assument aucune responsabilité légale ou autre à l’égard de l’exactitude, de l’exhaustivité ou de l’utilité du contenu du rapport. Toute référence dans l'outil à quelque produit, processus, service ou organisation que ce soit ne constitue pas nécessairement une approbation, une recommandation ou une préférence de la part de Ressources naturelles Canada. Les points de vue et les opinions exprimés par les auteurs dans cet outil ne sont pas et ne reflètent pas nécessairement ceux de Ressources naturelles Canada. Ces travaux ont été réalisés grâce au financement fourni par Ressources naturelles Canada dans le cadre du Programme de recherche et de développement énergétiques, du programme Infrastructures vertes et de l’Office de l'efficacité énergétique, Division du logement et des collectivités. Cette feuille de calcul a été optimisée pour être utilisée dans les versions 2016 et suivantes de Microsoft Windows Excel. L'exécution du logiciel sur des versions antérieures de Microsoft Excel ou d'autres systèmes d'exploitation pourrait ne pas fonctionner.
© His Majesty the King in Right of Canada, as represented by the Minister of Natural Resources, 2025
© Sa Majesté le Roi du chef du Canada, représentée par le ministre de Ressources naturelles, 2025
ENGLISH
FRANCAIS

## License
| License Agreement |  | Accord de licence
| THIS END-USER LICENCE AGREEMENT (EULA) IS A LEGAL AGREEMENT BETWEEN YOU, THE END-USER, IN YOUR CAPACITY AS AN INDIVIDUAL AND/OR AS AN AGENT FOR YOUR COMPANY, INSTITUTION OR OTHER ENTITY (hereinafter referred to as the "Licensee"), AND HIS MAJESTY THE KING IN RIGHT OF CANADA AS REPRESENTED BY THE MINISTER OF NATURAL RESOURCES (hereinafter referred to as "NRCan") |  | LE PRÉSENT CONTRAT DE LICENCE D’UTILISATEUR FINAL (CLUF) EST UN ACCORD JURIDIQUE ENTRE VOUS, L’UTILISATEUR FINAL, EN VOTRE QUALITÉ DE PERSONNE PHYSIQUE ET/OU D’AGENT DE VOTRE ENTREPRISE, INSTITUTION OU AUTRE ENTITÉ (ci-après dénommé le « Licencié »), ET SA MAJESTÉ LE ROI DU CHEF DU CANADA, REPRÉSENTÉE PAR LE MINISTRE DES RESSOURCES NATURELLES (ci -après dénommé « RNCan »)
| WHEREAS NRCAN HAS THE RIGHT TO GRANT A LICENSE FOR THE NRCAN MATERIALS EMISSIONS ESTIMATOR, AN EXCEL BASED MATERIALS EMISSIONS CALCULATOR THAT ALLOWS USERS TO ESTIMATE THE FIRST CARBON IMPACT OF THEIR HOMES, COMPARE THIS WITH THE OPERATIONAL CARBON ESTIMATES DERIVED FROM HOT2000, AND ENABLE INDUSTRY TO CONSIDER TRADE-OFFS ON MATERIAL SELECTIONS THAT WILL RESULT IN A LOWER CARBON FOOTPRINT OF THE HOME (hereinafter referred to as the “Software”) |  | ATTENDU QUE RNCAN AFFIRME QU’IL A TOUS LES POUVOIRS NÉCESSAIRES POUR OCTROYER UNE LICENCE POUR UN ESTIMATEUR D'ÉMISSIONS DE MATIÈRES DE RNCAN, UN CALCULATEUR D'ÉMISSIONS DE MATIÈRES BASÉ SUR EXCEL QUI PERMET AUX UTILISATEURS D'ESTIMER LE PREMIER IMPACT DE CARBONE DE LEURS MAISONS, LE COMPARER AVEC LES ESTIMATIONS OPÉRATIONNELLES DE CARBONE DÉRIVÉES DE HOT2000, ET PERMET À L'INDUSTRIE D'ENVISAGER DES COMPROMIS SUR LES SÉLECTIONS DE MATÉRIAUX AFIN DE RÉDUIRE L'EMPREINTE DE CARBONE DE LA MAISON (ci-après appelé le « Logiciel »)
| BY DOWNLOADING, INSTALLING, USING OR COPYING THE SOFTWARE THE LICENSEE HEREBY AGREES TO ADHERE TO THE TERMS AND CONDITIONS BELOW: |  | EN TÉLÉCHARGEANT, INSTALLANT, UTILISANT OU COPIANT LE LOGICIEL LE LICENCIÉ CONVIENT PAR LES PRÉSENTES D’ADHÉRER AUX CONDITIONS GÉNÉRALES CI-DESSOUS:
1 | GRANT OF LICENSE | 1 | OCTROI DE LA LICENCE
1.1 | Upon the terms and conditions hereinafter set forth, NRCan hereby grants to you, the Licensee, a non-exclusive license to use the Software. | 1.1 | Aux termes des conditions générales énoncées ci-après, RNCan accorde par les présentes, à vous le Licencié, une licence non exclusive d’utilisation du Logiciel.
1.2 | The Licensee shall not disclose, modify, sell, sublicense, loan, transfer, reverse-engineer the Software, or otherwise assign any rights under this EULA to any third party. | 1.2 | Le Licencié ne doit pas divulguer, modifier, vendre, prêter ou transférer le Logiciel, accorder une sous-licence à son égard ou en faire l’ingénierie inverse ni céder de toute autre manière à un tiers les droits prévus par le présent CLUF.
1.3 | Subject to Article 8.2, the Licensee shall not make more than one (1) backup copy of the Software. The backup copy shall be held confidential and shall be used only for the purpose of backup. | 1.3 | Sous réserve de l’article 8.2, le Licencié ne peut faire plus d’une (1) copie de sauvegarde du Logiciel. La copie de sauvegarde doit être tenue confidentielle et n’être utilisée qu’à des fins de sauvegarde.
2 | TERM | 2 | DURÉE
2.1 | This EULA shall come into force upon the first instance that the Software is used by the Licensee or comes into the possession of the Licensee, and shall remain in force until the Licensee destroys all copies of the Software. | 2.1 | Le présent CLUF entre en vigueur dès la première utilisation du Logiciel par le Licencié ou dès que le Licencié en prend possession et demeure en vigueur jusqu’à ce qu’il soit résilié par le Licencié à la suite de la destruction par celui-ci de toutes les copies du Logiciel.
3 | OBLIGATIONS OF THE LICENSEE | 3 | OBLIGATIONS DU LICENCIÉ
3.1 | The Licensee shall not make any statement or representation indicating that NRCan or the Government of Canada endorses or approves any recommendation, study, report, product, service or course of action as a result of the Licensee's use of the Software. | 3.1 | Le Licencié ne doit faire aucune déclaration ni représentation indiquant que RNCan ou le Gouvernement du Canada appuie ou approuve une recommandation, une étude, un rapport, un produit, un service ou une ligne de conduite à la suite de l’utilisation du Logiciel par le Licencié.
3.2 | The Licensee’s publications referring to the Software must state the origin of the Software using the following text: "NRCan’s Materials Emissions Estimator is owned by His Majesty the King in Right of Canada as represented by the Minister Natural Resources © 2025". The Licensee shall seek prior written approval for any other statements concerning NRCan beyond the origin of the Software. | 3.2 | Les publications du Licencié faisant référence au Logiciel doivent indiquer l’origine du Logiciel au moyen du texte suivant : « Le logiciel Estimateur D'Émissions De Matières appartient à Sa Majesté le Roi du chef du Canada représentée par le Ministre des Ressources naturelles © 2025 ». Le Licencié doit demandé l’approbation écrite préalable pour toute autre déclaration concernant RNCan qui va au-delà de l’origine du Logiciel.
4 | MAINTENANCE AND SUPPORT | 4 | MAINTENANCE ET SOUTIEN
4.1 | The parties understand and agree that while the Licensee may report any bugs or technical malfunctions in the Software to NRCan, NRCan is under no obligation to provide technical support, maintenance services, update services, notices of latent defects, or correction of defects for the Software. | 4.1 | Les parties comprennent et conviennent que, bien que le Licencié puisse signaler à RNCan tout bogue ou toute défectuosité technique du Logiciel, RNCan n’est pas tenu de fournir un soutien technique, des services de maintenance, des services de mise à jour, des avis de vices cachés ni d’assurer la correction de défauts pour le Logiciel.
5 | TITLE | 5 | TITRE
5.1 | The Licensee agrees that the Software is and shall at all times remain the property of NRCan. The Licensee shall have no right, title and interest therein or thereto, except as expressly set forth in this EULA. | 5.1 | Le Licencié convient que le Logiciel est, et demeurera en tout temps, la propriété de RNCan. Le Licencié n’a aucun droit, titre ni intérêt à son égard et s’y afférant, sauf dans la mesure expressément prévue dans le présent CLUF.
5.2 | The Licensee acknowledges that the Software is protected under the Copyright Act. | 5.2 | Le Licencié reconnaît que le Logiciel est protégé par la Loi sur le droit d’auteur.
6 | WARRANTY AND INDEMNITY | 6 | GARANTIE ET INDEMNISATION
6.1 | The Software is licensed on an "AS IS" basis. NRCan makes no guarantees, representations, or warranties respecting the Software, either express or implied, arising by law or otherwise, including but not limited to effectiveness, completeness, accuracy, or fitness for a particular purpose. | 6.1 | Une licence est octroyée pour le Logiciel « tel quel ». RNCan ne fait à l’égard du Logiciel aucune représentation ou garantie, expresse ou tacite, découlant de la loi ou d’autres sources, y compris, mais sans toutefois s’y limiter son efficacité, son intégralité, son exactitude ou son utilité à des fins particulières.
6.2 | NRCan shall not be liable in respect of any claim, demand or action, irrespective of the nature of the cause of the claim, demand or action alleging any loss, injury or damages, direct or indirect, which may result from the Licensee’s use or possession of the Software. NRCan shall not be liable in any way for loss of revenue or contracts, or any other consequential loss of any kind resulting from the Licensee’s use or possession of the Software. | 6.2 | RNCan ne peut être tenu responsable en cas de réclamations, de revendications ou d’actions en justice, quelle qu’en soit la nature de la cause, alléguant des pertes, des préjudices ou des dommages, directs ou indirects, pouvant résulter de la possession ou de l ’utilisation du Logiciel par le Licencié. RNCan ne peut aucunement être tenu responsable de la perte de revenus ou de contrats, ou de toute autre perte conséquente de quelque nature que ce soit, découlant de la possession ou de l ’utilisation du Logiciel par le Licencié.
6.3 | The Licensee shall indemnify and defend NRCan, its employees, contractors, agents and suppliers, from and against all claims, demands, losses, damages, costs (including legal fees and costs on a substantial indemnity basis), actions, suits or proceedings brought by any third party, that are in any manner based upon, arising out of, or attributable to the use, possession, or performance of the Software by the Licensee, or it’s employees or agents. | 6.3 | Le Licencié indemnisera et défendra RNCan, ses employés, ses contractants, ses mandataires et ses fournisseurs en cas de réclamations, demandes, pertes, dommages, coûts (y compris les frais juridiques et les coûts sur une base d’indemnité substantielle), actions, poursuites ou procédures intentées par un tiers, étant de quelque manière que ce soit fondés sur, attribuables à ou issus de la possession, l’utilisation ou de la performance du Logiciel par le Licencié, ses employés ou ses mandataires.
7 | TERMINATION | 7 | RÉSILIATION
7.1 | Subject to Article 8.2, if the Licensee breaches any obligation under this EULA and fails to remedy the breach within thirty (30) calendar days, the present EULA is deemed to be terminated immediately without any notice. | 7.1 | Sous réserve de l’article 8.2, si le Licencié manque à une obligation en vertu du présent CLUF et n’y remédie pas dans un délai de trente (30) jours civils, le présent CLUF est réputé avoir été résilié immédiatement sans préavis.
7.2 | Notwithstanding any other provisions in this agreement, Articles 3.1 and 3.2 shall survive termination of this EULA. | 7.2 | Nonobstant toute autre disposition du présent contrat, les articles 3.1 et 3.2 restent en vigueur après la fin du présent CLUF.
8 | DESTRUCTION | 8 | DESTRUCTION
8.1 | Prior to assigning, selling or otherwise disposing of any media, the Licensee shall completely erase or otherwise destroy any Software contained on such media. | 8.1 | Avant de céder, de vendre ou d’aliéner autrement un médium (électronique ou autre), le Licencié doit effacer ou autrement détruire toute version du Logiciel contenue sur ce médium.
8.2 | Upon termination of the Agreement, the Licensee agrees to either: | 8.2 | À la résiliation ou à l’expiration du CLUF, le Licencié convient de ce qui suit :
| (1) Return to NRCan immediately all copies of the Software and any related documentation and completely erase or otherwise destroy the backup copy of the Software provided for under Article 1.3 on the Licensee’s media; or |  | (1) retourner immédiatement à RNCan toutes les copies du Logiciel et toute documentation connexe, et effacer complètement ou détruire de toute autre manière la copie de sauvegarde du Logiciel prévue à l’article 1.3 sur le médium du Licencié, ou
| (2) Completely erase or otherwise destroy all copies of the Software, including but not limited to the backup copy provided for under Article 1.3, as well as any related documentation on the Licensee’s media. |  | (2) effacer complètement ou détruire de toute autre manière toutes les copies du Logiciel, y compris, sans toutefois s’y limiter, la copie de sauvegarde prévue à l’article 1.3, ainsi que toute documentation connexe sur le médium du Licencié.
9 | APPLICABLE LAW | 9 | DROIT APPLICABLE
9.1 | This EULA shall be interpreted in accordance with the provincial or territorial laws in force in Ontario, Canada. | 9.1 | Le présent CLUF est interprété conformément aux lois provinciales ou territoriales en vigueur en Ontario, au Canada.
10 | NOTICES | 10 | AVIS
10.1 | All notices, inquiries and other communications hereunder shall be in writing and shall be deemed to have been duly given once confirmation is received after sending to NRCan: | 10.1 | Les avis, les demandes de renseignements et les autres communications mentionnées aux présentes doivent se faire par écrit et sont réputés avoir été dûment donnés une fois que RNCan en a confirmé réception:
| Natural Resources Canada |  | Ressources naturelles Canada
| Intellectual Property Division |  | Division de la propriété intellectuelle
| NRCan.ipd-dpi.rncan@canada.ca |  | NRCan.ipd-dpi.rncan@canada.ca
© His Majesty the King in Right of Canada, as represented by the Minister of Natural Resources, 2025
© Sa Majesté le Roi du chef du Canada, représentée par le ministre de Ressources naturelles, 2025

## Introduction
English
April 2026 | Material Carbon Emissions Estimator (MCE2)
Notes on the use of this calculator:
1 - The results from this calculator are an estimate of the material carbon emissions (MCEs) of your finished construction project. These results can be considered in a similar vein as the results of a basic energy model for a home. Just as a simple energy model is a relatively good predictor of the comparative effectiveness of different efficiency strategies, such a model won’t necessarily tell you exactly how much energy the building will eventually use. This calculator should be used to gauge the relative MCEs of different construction approaches to a home or renovation project.
2 - This calculator is not intended to be used as a program or compliance tool. The calculator is intended to provide the homebuilding and renovating industry with knowledge tools to support decisions regarding to the relative MCEs of different construction approaches.
3 - This calculator provides a range of possible material and construction technologies, but does not include every material available. Every effort has been made to include the most relevant information on common materials and systems at the time of publication. Product manufacturers and suppliers whose product data is not included can provide NRCan with relevant Environmental Product Declaration (EPD) and product documentation, and these will be reviewed and included in a scheduled update (timing TBD).
Overview and Context:
This calculator is designed to compare the greenhouse gas (GHG) emissions of different building materials for residential construction. The comparative results can help users to make material selections to reduce the carbon footprint of the homes and renovations they are planning.
By combining the annual operational energy data from HOT2000 with this tool's estimate of their project's upfront MCEs, users will be able to review a plot of the cumulative carbon footprint of their home and renovation projects.
This calculator allows users to compare materials on a component-by-component basis, as well by whole assemblies. The majority of a building’s high impact materials are represented in the calculator. NRCan has included a wide range of structure and enclosure assemblies and materials, as well as the main cladding, sheathing and finishing materials for residential construction.
This calculator focuses on material carbon emissions (MCEs - often referred to as “embodied carbon”) because the high volume of emissions arising directly from the harvesting and production of building materials, represents a key opportunity to drive major emission reductions. Low-rise residential buildings average 150-400 kg of GHGs per square metre of floor area (25-75 tonnes for a 2,000 square foot home). Multiplied across all of the low-rise residential buildings constructed each year in Canada, this produces emissions that are equivalent to approximately 2 coal fired power plants.
Canada recognizes this considerable source of GHGs. This calculator is designed to support the homebuilding and renovation industries in making informed material choices to reduce up-front carbon emission.
By making informed material choices, a building with the same size, function and energy performance can dramatically reduce its MCEs. In fact, it is possible with materials available today to get the MCEs of buildings close to – and even below – zero.
This calculator is intended to open up a dialogue, and allows industry to take a leading role in moving the residential building industry from a driver of climate change, to a leader in carbon drawdown.
Data for calculations:
The data for this calculator comes from published Environmental Product Declarations (EPDs). These documents provide the results of a “life cycle assessment” (LCA) that has been performed and reported according to product category rules (PCRs) defined and regulated by ISO standards. EPDs are performed or verified by a third party. EPDs cannot compare materials intended for different uses (ie. dimensional lumber to floor tiles). Even within the same product category, it can be difficult to compare EPD figures because the values expressed for each material may not be directly comparable (ie. kilograms of brick can’t be compared to square metres of wood siding). This calculator normalizes all of the values expressed in the source EPDs to ensure that appropriate types of materials are being compared in appropriate quantities (ie. square metres of brick and square metres of wood siding).
NRCan has worked to ensure that all material comparisons are equivalent, using standard product sizes, code norms and best practice to make this an “apples to apples” comparison.
Material options with pastel highlights in column M have received their carbon emissions data from sources other than an EPD and are denoted by the following legend:
Data source: EPD includes phases A1-A3 and B1 (VOC off-gassing)
Data source: LCA Study
Data source: ICE Database (UK)
Data source: other than EPD, LCA or database.
Data source: recently expired EPD
Limitations of This Calculator
It is important to note that this calculator has a number of limitations of which you should be aware. Please read this section carefully so that you are fully informed.
There are several factors to keep in mind regarding this calculators’ accuracy:
1. All the data is based on publicly available Environmental Product Declarations (EPDs).
The calculations used to create an EPD can be compared to calculating the fuel mileage for a car or truck. A series of assumptions and generic data are used to predict the carbon footprint of a material. The rules for making EPDs ensure that these assumptions are similar for all products in a particular category, but this does not necessarily guarantee that the actual figure is a perfect representation of the actual emissions from manufacturing the material.
A range of uncertainty from 5-25% is typical in EPDs.
2. Calculations may not reflect your practices.
In order to make the calculator simple to use and to minimize the number of inputs, numerous assumptions have been made in the calculations for material quantities. To the best of our ability we have chosen factors that are well-established industry norms, but these norms may not reflect the actual design or execution of your building.
While the quantities of materials we estimate in the calculator are unlikely to be a perfect match to your actual material use, the quantities are consistent between all the options we present. This means that the comparison of emissions between materials is accurate. For example, you may use more or less framing material than we have estimated for your project but the relative difference between the framing options as depicted by the calculator will be accurate.
3. No waste factor for materials is included.
Every construction project generates offcuts and waste. None of our calculations assume any waste factors due to the wide variation in on-site practices.
If you would like your total emissions to reflect waste factors, you can add an appropriate percentage to each material category using the percentage function in Column F.
4. We have not included data for all of the components in a building.
There are many materials that will go into your building that are not included here:
Mechanical, electrical and plumbing (MEP) systems and components
Damp-proofing, air/vapour barriers and membranes
Flashing, sealants, adhesives
Fasteners
Appliances and fixtures
Millwork, cabinetry and stairs
Paints, stains and surface finishes
There is currently limited data available in some of these categories and/or the quantities of materials and emissions would be quite similar (e.g. toilets and washing machines don’t have much variation in emissions for comparison according to the available data).
The total of all these missing elements could be quite sizable, so it shouldn’t be assumed that the results from this calculator accurately reflect the entire carbon footprint of the building. Even a carbon-banking result may actually be a net emitter if all of these materials were included in the total.
NRCan will consider updating the calculator with EPDs in these categories as they become available.
5. We have only included data for “cradle-to-gate” (A1-A3) emissions, not transportation to site, product use emissions/off-gassing or job site emissions.
Getting building materials from the factory to the job site can add a significant quantity of emissions to the overall project. Typically, transportation to the construction site adds 5-10% to the total material emissions.
We encourage you to understand your supply chains and to attempt to do your own transportation emission calculations. The emissions from a construction site are likewise difficult to estimate, but average between 5-10% of the total materials emissions, and will depend on emissions factors associated with the energy source on the job site (electricity grid versus diesel generator)
It should be noted that some job site emissions (A5) and/or product use emissions (B1) have been included in MCE calculations for those materials that have a necessary, sizable and very predictable volume of emissions in those life cycle phases. Examples include emissions from site-mixed foam insulation and GHG off-gasing from some rigid insulations. These types of emissions are included in A5 or B1 in many EPDs but are more related to the static emission profile of the product than to construction site or product use specific activity.
6. No end of life emissions calculated
There are emission impacts at the end of life for a building component or a whole building, and these are important considerations when making climate-related material choices. Despite the value of considering "future emissions" today, this tool excludes end of life estimates for a few reasons:
End of life scenarios for buildings and materials are difficult, if not impossible, to predict. Thus, focusing on the reasonably measurable and predictable cradle-to-gate phases greatly reduces uncertainty and speculation by excluding later life cycle phases.
The data and methodology for counting end-of-life and replacement emissions is not as refined or widely available as today's A1-A3 emissions.
The actual service life of a material or whole building is rarely the cause for replacement or demolition; instead factors like property value, aesthetics and planning issues tend to bring about the demise of materials and buildings, not the expected service life.
When considering the 30-year project emissions timeline provided on the results page of MCE2, consider the potential need for replacement of materials that may not last 30 years. Estimates of replacement emissions can be made using today's A1-A3 values and adding them to the emissions timeline at an appropriate year.
7. No costing information.
No attempt has been made to include material costs in this calculator. Builders should use external costing information to understand the impact of alternative materials in their own projects.
© His Majesty the King in Right of Canada, as represented by the Minister of Natural Resources, 2025
© Sa Majesté le Roi du chef du Canada, représentée par le ministre de Ressources naturelles, 2025
NRCan would like to acknowledge the foundational contribution of Chris Magwood and the team at Builders for Climate Action (BfCA) https://www.buildersforclimateaction.org/ in co-creating the Material Carbon Emissions Estimator (MCE2). The development of MCE2 supports their mission to "offer future generations our best efforts to reign in harmful climate change through smart, coordinated and effective action to address emissions in the building sector, while making a world that is just and equitable" and NRCan's mandate of supporting industry in making informed decisions related to energy and carbon performance in the built environment. BfCA would like to thank Erik Bowden, Jacob Deva Racusin, Melanie Trottier and Andrew Jobes for their significant roles in developing this tool. BfCA would like to acknowledge the contributions of Kelly Carmichael toward the development and design of the BEAM calculator.
Technical development by BSUITE365 division of BSUPERIOR SYSTEM LTD.
BSUITE365
Note on B46: Hajir: Removed - June 2025

## Introduction-FR (hidden)
French
April 2026 | Outil d’estimation d’émissions de carbone des matériaux (E2CM)
Notes sur l’utilisation de cet outil d’estimation
1 – Les résultats de cet outil sont une estimation des émissions de carbone des matériaux (ECM) de votre projet de construction fini. Ces résultats peuvent être considérés de la même manière que les résultats d’un modèle énergétique de base pour une maison. De même qu’un modèle énergétique simple permet de prédire relativement bien l’efficacité comparative de différentes stratégies d’efficacité, un tel modèle ne vous dira pas nécessairement combien d’énergie le bâtiment consommera finalement. Cet outil d’estimation doit être utilisé pour évaluer les ECM relatives de différentes approches de construction pour un projet de maison ou de rénovation.
2 – Cet outil n’est pas destiné à être utilisé comme un outil de programme ou de conformité. L’outil est destiné à fournir à l’industrie de la construction et de la rénovation de maisons des outils de connaissance pour soutenir les décisions concernant les ECM relatives de différentes approches de construction.
3 – Cet outil fournit une gamme de matériaux et de technologies de construction possibles, mais n’inclut pas tous les matériaux sur le marché. Tous les efforts ont été faits pour inclure les informations les plus pertinentes sur les matériaux et systèmes courants au moment de la publication. Les fabricants et les fournisseurs de produits dont les données ne sont pas incluses peuvent fournir à RNCan la documentation pertinente sur les Déclarations Environnementale de Produit (DEP) et les produits, qui sera examinée et incluse dans une mise à jour prévue (date à déterminer).
Vue d’ensemble et contexte
Cet outil d’estimation est conçu pour comparer les émissions de gaz à effet de serre (GES) de différents matériaux de construction pour la construction résidentielle. Les résultats comparatifs peuvent aider les utilisateurs à faire des choix de matériaux pour réduire l’empreinte carbone des maisons et des rénovations qu’ils envisagent.
En combinant les données énergétiques opérationnelles annuelles de HOT2000 avec l’estimation par cet outil des ECM initiaux de leur projet, les utilisateurs pourront examiner un graphique de l’empreinte carbone cumulée de leur maison et de leurs projets de rénovation.
Cet outil permet aux utilisateurs de comparer les matériaux sur une base composant par composant, ainsi que par ensembles entiers. La majorité des matériaux à fort impact d’un bâtiment sont représentés dans l’outil. RNCan a inclus une vaste gamme d’assemblages et de matériaux de structure et d’enceinte, ainsi que les principaux matériaux de revêtement, de gainage et de finition pour la construction résidentielle.
Cet outil d’estimation porte sur les émissions de carbone des matériaux (ECM – souvent appelé « carbone incorporé ») parce que le volume élevé d’émissions provenant directement de la récolte et de la production de matériaux de construction représente une opportunité clé pour réduire considérablement les émissions. Les bâtiments résidentiels de faible hauteur émettent en moyenne 150 à 400 kg de GES par mètre carré de surface de plancher (25 à 75 tonnes pour une maison de 2 000 pieds carrés). Si l’on multiplie ces émissions par celles de tous les immeubles résidentiels de faible hauteur construits chaque année au Canada, on obtient des émissions équivalentes à celles d’environ deux centrales électriques au charbon.
Le Canada reconnaît cette source considérable de GES. Cet outil est conçu pour aider les industries de la construction et de la rénovation de maisons à faire des choix de matériaux éclairés afin de réduire les émissions de carbone initiales.
En choisissant les matériaux en connaissance de cause, un bâtiment ayant la même taille, la même fonction et la même performance énergétique peut réduire considérablement ses ECM. En fait, il est possible, avec les matériaux disponibles aujourd’hui, de faire en sorte que les ECM des bâtiments soient proches de zéro, voire inférieurs.
Cet outil d’estimation a pour but d’ouvrir le dialogue et de permettre à l’industrie de jouer un rôle de premier plan pour faire passer le secteur de la construction résidentielle du statut de moteur du changement climatique à celui de leader en matière de réduction des émissions de carbone.
Données pour les calculs
Les données de cet outil d’estimation proviennent des déclarations environnementales de produits (DEP) publiées. Ces documents fournissent les résultats d’une « analyse du cycle de vie » (ACV) qui a été réalisée et rapportée selon les règles de catégories de produits (RCP) définies et réglementées par les normes ISO. Les DEP sont réalisées ou vérifiées par une tierce partie. Les DEP ne peuvent pas comparer des matériaux destinés à des usages différents (par exemple, du bois de construction à des carreaux de sol). Même au sein d’une même catégorie de produits, il peut être difficile de comparer les chiffres de la DEP, car les valeurs exprimées pour chaque matériau peuvent ne pas être directement comparables (par exemple, les kilogrammes de briques ne peuvent être comparés aux mètres carrés de bardage en bois). Cet outil d’estimation normalise toutes les valeurs exprimées dans les DEP sources afin de s’assurer que les types de matériaux appropriés sont comparés dans les quantités appropriées (c’est-à-dire les mètres carrés de briques et les mètres carrés de bardage en bois).
RNCan s’est efforcé de s’assurer que toutes les comparaisons de matériaux sont équivalentes, en utilisant des tailles de produits standard, des normes de code et des pratiques exemplaires pour faire en sorte qu’on « compare des pommes avec des pommes ».
Les options de matériaux avec des surlignages pastel dans la colonne M ont reçu leurs données d’émissions de carbone de sources autres qu’une DEP et sont indiquées par la légende suivante :
Source de données : la DEP comprend les phases A1-A3 et B1 (dégagement de COV).
Source de données : étude ACV
Source de données : base de données ICE (R. U.)
Source des données : autre que DEP, ACV ou base de données.
Source des données : DEP récemment expiré
Limites de l’outil
Il est important de noter que cet outil présente un certain nombre de limites dont vous devez savoir. Veuillez lire attentivement cette section afin d’être pleinement informé.
Il y a plusieurs facteurs à garder à l’esprit concernant la précision de cet outil d’estimation :
1. Toutes les données sont basées sur des déclarations environnementales de produits (DEP) accessibles au public.
Les calculs utilisés pour créer une DEP peuvent être comparés au calcul de la consommation de carburant d’une voiture ou d’un camion. Une série d’hypothèses et de données génériques sont utilisées pour prédire l’empreinte carbone d’un matériau. Les règles d’élaboration des DEP garantissent que ces hypothèses sont similaires pour tous les produits d’une catégorie donnée, mais cela ne garantit pas nécessairement que le chiffre réel soit une représentation parfaite des émissions effectives dues à la fabrication du matériau.
Une fourchette d’incertitude de 5 à 25 % est typique des DEP.
2. Les calculs peuvent ne pas refléter vos pratiques.
Afin de rendre l’outil d’estimation simple à utiliser et de minimiser le nombre d’entrées, de nombreuses hypothèses ont été faites dans les calculs des quantités de matériaux. Dans la mesure de nos possibilités, nous avons choisi des facteurs qui sont des normes industrielles bien établies, mais ces normes peuvent ne pas refléter la conception ou l’exécution réelle de votre bâtiment.
Bien qu’il soit peu probable que les quantités de matériaux que nous estimons dans l’outil correspondent parfaitement à votre utilisation réelle de matériaux, les quantités sont cohérentes entre toutes les options que nous présentons. Cela signifie que la comparaison des émissions entre les matériaux est exacte. Par exemple, vous pouvez utiliser plus ou moins de matériaux d’encadrement que ce que nous avons estimé pour votre projet, mais la différence relative entre les options d’encadrement, telle qu’elle est représentée par l’outil, sera exacte.
3. Aucun facteur de gaspillage pour les matériaux n’est inclus.
Tout projet de construction génère des retailles et des déchets. Aucun de nos calculs ne suppose de facteurs de gaspillage en raison de la grande variation des pratiques sur site.
Si vous souhaitez que vos émissions totales reflètent les facteurs de déchets, vous pouvez ajouter un pourcentage approprié à chaque catégorie de matériau en utilisant la fonction de pourcentage de la colonne F.
4. Nous n’avons pas inclus de données pour tous les composants d’un bâtiment.
Il y a beaucoup de matériaux qui entrent dans la construction de votre bâtiment et qui ne sont pas inclus ici :
Systèmes et composants mécaniques, électriques et de plomberie
Imperméabilisation, pare-air/pare-vapeur et membranes
Solins, mastics, adhésifs
Attaches
Appareils et accessoires
Menuiserie, ébénisterie et escaliers
Peintures, teintures et finitions de surface
Les données disponibles sont actuellement limitées dans certaines de ces catégories ou les quantités de matériaux et d’émissions seraient assez similaires (par exemple, les toilettes et les machines à laver n’ont pas beaucoup de variation dans les émissions pour la comparaison selon les données disponibles).
Le total de tous ces éléments manquants peut être assez important, il ne faut donc pas croire que les résultats de cet outil d’estimation reflètent avec précision l’empreinte carbone totale du bâtiment. Même le résultat d’une banque de carbone peut en fait être un émetteur net si toutes ces matières étaient incluses dans le total.
RNCan envisagera de mettre à jour l’outil d’estimation avec les DEP dans ces catégories dès qu’ils seront disponibles.
5. Nous n’avons inclus que les données relatives aux émissions « du berceau à la porte » (A1-A3), et non le transport jusqu’au site, les émissions/le dégazage de l’utilisation du produit ou les émissions sur le chantier.
Le transport des matériaux de construction de l’usine au chantier peut ajouter une quantité importante d’émissions au projet global. En général, le transport vers le site de construction ajoute 5 à 10 % aux émissions totales des matériaux.
Nous vous encourageons à comprendre vos chaînes d’approvisionnement et à essayer de faire vos propres calculs d’émissions de transport. Les émissions d’un chantier de construction sont également difficiles à estimer, mais représentent en moyenne entre 5 et 10 % des émissions totales des matériaux, et dépendent des facteurs d’émissions associés à la source d’énergie du chantier (réseau électrique ou générateur diesel).
Il convient de noter que certaines émissions du chantier (A5) ou des émissions liées à l’utilisation du produit (B1) ont été incluses dans les calculs de l’ECM pour les matériaux dont le volume d’émissions est nécessaire, important et très prévisible au cours de ces phases du cycle de vie. Il s’agit par exemple des émissions provenant de la mousse isolante mélangée sur place et des gaz à effet de serre émis par certains isolants rigides. Ces types d’émissions sont inclus en A5 ou B1 dans de nombreuses DEP mais sont davantage liés au profil d’émission statique du produit qu’à une activité spécifique au site de construction ou à l’utilisation du produit.
6. Aucune émission en fin de vie n’est calculée
Il y a des impacts d'émissions en fin de vie pour une composante de bâtiment ou pour l'ensemble d'un bâtiment, et ceux-ci sont des considérations importantes lors du choix des matériaux liés au climat. Malgré la valeur de la prise en compte des "émissions futures" aujourd'hui, cet outil exclut les estimations en fin de vie pour quelques raisons :
Les scénarios de fin de vie pour les bâtiments et les matériaux sont difficiles, voire impossibles, à prévoir. Ainsi, se concentrer sur les phases du berceau à la porte de l’usine raisonnablement mesurables et prévisibles réduit considérablement l'incertitude et la spéculation en excluant les phases ultérieures du cycle de vie.
Les données et la méthodologie pour comptabiliser les émissions en fin de vie et de remplacement ne sont pas aussi affinées ou largement disponibles que les émissions A1-A3 d'aujourd'hui.
La durée de vie effective d'un matériau ou d'un bâtiment entier est rarement la cause du remplacement ou de la démolition ; ce sont plutôt des facteurs tels que la valeur immobilière, l'esthétique et les problèmes de planification qui ont tendance à causer la disparition des matériaux et des bâtiments, et non la durée de vie prévue.
Lorsque vous examinez le calendrier d’émission du projet sur 30 ans fourni sur la page de résultats de E2CM, tenez compte du besoin potentiel de remplacement des matériaux qui pourraient ne pas durer 30 ans. Des estimations des émissions de remplacement peuvent être réalisées en utilisant les valeurs A1-A3 d'aujourd'hui et en les ajoutant à la chronologie des émissions à l'année appropriée.
7. Aucune information sur les coûts.
Aucune tentative n’a été faite pour inclure les coûts des matériaux dans cet outil d’estimation. Il incombe aux constructeurs de trouver des sources d’information sur les coûts pour comprendre l’impact des matériaux équivalents dans leurs propres projets.
© His Majesty the king in Right of Canada, as represented by the Minister of Natural Resources, 2025
© Sa Majesté le Roi du chef du Canada, représentée par le ministre de Ressources naturelles, 2025
RNCan tient à souligner la contribution fondamentale de Chris Magwood et de l'équipe de Builders for Climate Action (BfCA) https://www.buildersforclimateaction.org/ dans la co-création du Material Carbon Emissions Estimator (E2CM). Le développement du E2CM soutient la mission de l'organisme, qui consiste à " offrir aux générations futures nos meilleurs efforts pour freiner les changements climatiques nuisibles par une action intelligente, coordonnée et efficace pour réduire les émissions dans le secteur du bâtiment, tout en créant un monde juste et équitable ", ainsi que le mandat de RNCan, qui consiste à aider l'industrie à prendre des décisions éclairées en matière de performance énergétique et de carbone dans l'environnement bâti. BfCA tient à remercier Erik Bowden, Jacob Deva Racusin, Melanie Trottier et Andrew Jobes pour leur rôle important dans le développement de cet outil. BfCA tient à souligner la contribution de Kelly Carmichael au développement et à la conception du calculateur BEAM.
Développement technique par la division BSUITE365 de BSUPERIOR SYSTEM LTD.
BSUITE365

## USER INPUT SHEET
UNIT CONVERSIONS
April 2026 |  | Material Carbon Emissions Estimator (MCE2) | [8 empty] | Project Carbon Content
[16 empty] | Volume | [5 empty] | Area |  |  |  | Length
[16 empty] | 5 | m3 à |  | 176.5736 |  | pi/ft3 | 628 | m2 à | 6759.7292 | pi/ft2 | 1 | m à | 3.2808 | ft
[16 empty] | 45 | ft3 à |  | 1.2743 |  | m3 | 26 | ft2à | 2.4155 | m2 | 100 | ft à | 30.48 | m
Step | Import project data from HOT2000 (If no HOT2000 file, skip to Step 2) | [10 empty] | Energy Consumption |  | Energy Generation | Base Load |  | Notes on Energy Consumption
[12 empty] | Elec. kWh/yr | N. Gas m3/yr | Elec. kWh/yr | Elec. kWh/yr |  | Electricity generated on-site has already been subtracted from the total energy consumption in cell M9.
[12 empty] | 0 | 0 | 0 | 0
[12 empty] | Propane L/yr | Oil L/yr | Wood kg/yr |  |  | Energy consumption reflects values from HOT2000, users should manually update values if using a different modeling software.
[12 empty] | 0 | 0 | 0
To override energy GHG intensities, use the Energy GHG tab.
Step | Confirm or enter project information | [10 empty] | Operational Emissions |  |  |  |  | When considering different scenarios, users should ensure that thermal resistances of assemblies are consistent, as these will determine the energy consumption of the home. Where these change, users should also revise the energy model and update the energy consumption values.
| Address: |  |  |  | Province: |  |  | Saskatchewan |  |  |  | tonnes CO2e / yr | t CO2e / 30 yrs | Exclude Base Load for NBC:
| City: |  |  |  | Postal code: | [6 empty] | 0 | 0
| Building Type: |  |  |  | Evaluation date: | [8 empty] | No
| Storeys: |  |  |  | File ID: | [6 empty] | Material Emissions
| Year Built: |  |  |  | File name: | [6 empty] | tonnes CO2e | kg CO2e / m2
Heated Floor Area (above grade, m2):
| Heated Floor Area (below grade, m2): | [10 empty] | 0 | 0
| Heating Degree Days: | [10 empty] | 0
Number of Bedrooms:
Step |  | Confirm or enter project dimensions |  |  | HOT2000 values are imported to the BLUE cells below. If no HOT2000 file imported, then enter values into the BLUE cells. | [6 empty] | For all YELLOW cells below, manually enter all relevant values. Exclude any garage quantities. |  |  | YOUR DATA
| COMPONENT |  | AREA/ VOLUME | UNIT |  | APPLICATION OF INPUT VALUE | [5 empty] | DESCRIPTION OF REQUIRED UNITS
| FOOTINGS, PADS & PIERS |  | 0 |  | m3 | Footing Length |  | Footing Depth |  | Footing Width |  | Total cubic metres of all footings, piers and posts
[7 empty] | X |  | X
| FOUNDATION WALL AREA |  |  |  | m2 | Foundation wall, exterior continuous insulation, interior framing, interior insulation, interior wall finish | [5 empty] | Total wall area (exclude windows and doors)
| FOUNDATION SLAB/FLOOR AREA |  |  |  | m2 | Slab, aggregate base, sub-slab insulation, basement flooring | [5 empty] | Square metres
| EXTERIOR WALL AREA |  |  |  | m2 | Framing, insulation, sheathing, exterior cladding, interior cladding of exterior walls only | [5 empty] | Total exterior wall area (include gable ends; exclude window & door openings). Exclude all garage wall, garage partition wall and party wall areas
| WINDOW AREA |  |  |  | m2 | Windows | [5 empty] | Square metres (include full area of glazing units)
| INTERIOR WALL AREA |  |  |  | m2 | Framing, insulation and interior cladding of interior walls | [5 empty] | Square metres (one side only) of all interior walls. Quantity will be doubled for cladding materials
| FRAMED FLOOR AREA |  |  |  | m2 | Floor framing, subfloor, floor insulation, flooring | [5 empty] | Square metres (includes all levels, excludes basement slab, stairs and other openings)
| CEILING AREA |  | 0 |  | m2 | Ceiling cladding/coverings | [5 empty] | Square metres (all levels; include basement ceiling if applicable)
| ROOFING AREA |  |  |  | m2 | Roof framing, decking, roofing, and insulation parallel to roof deck | [5 empty] | Square metres (Include sloped and flat roofs; exclude overhangs and gable ends) |  |  |  | HEAVY TIMBER BEAM VOLUME CALCULATOR
| ROOF INSULATION AREA |  |  |  | m2 | Roof insulation parallel to ceiling | [5 empty] | Square metres of insulation in the roof cavity. Typically this is equal to the attic floor or top floor ceiling area. |  |  |  | Beam Length (M) |  | Beam Depth (mm) |  | Beam Width (mm) |  | Beam Volume (m3)
| HEAVY TIMBER ELEMENTS |  |  |  | m3 | Heavy timber framing members (e.g. posts and beams) | [5 empty] | Cubic metres of total wood volume in posts & beams. (Heavy steel members input in Structural Elements tab) |  |  |  | 12 | X | 305 | X | 75 | = | 0.2745
| PARTY WALL AREA |  |  |  | m2 | Party wall framing, insulation, sheathing, interior cladding. | [5 empty] | Square meters of wall area that partitions one dwelling from another. Used for row housing units, apartment units, etc.
If this building includes a GARAGE, click the PLUS symbol on the left to expand the Garage section.
GARAGE
Enter garage measurements in the YELLOW cells below.
| COMPONENT |  | QUANTITY | UNIT |  | APPLICATION OF INPUT VALUE | [5 empty] | DESCRIPTION OF REQUIRED UNITS
| ATTACHED GARAGE WALL AREA |  |  |  | m2 | Exterior wall framing, interior wall cladding, partition wall insulation (hover cursor for details) | [5 empty] | Area of wall that attaches the garage to the building (excludes openings and exterior garage walls). If the garage is detached, leave this cell blank.
| GARAGE FOOTINGS & PADS |  | 0 |  | m3 | Footing Length |  | Footing Depth |  | Footing Width |  | Cubic metres. Only include volume additional to main building footings, pads and piers
[7 empty] | X |  | X
| GARAGE FOUNDATION WALL AREA |  |  |  | m2 | Garage foundation wall, interior framing, interior wall finish | [5 empty] | Square metres (exclude windows and doors). Only include foundation area additional to main building foundation
| GARAGE SLAB/FLOOR AREA |  |  |  | m2 | Slab, aggregate base | [5 empty] | Square metres
| GARAGE EXTERIOR WALL AREA |  |  |  | m2 | Framing, sheathing, exterior cladding, interior cladding | [5 empty] | Exterior garage wall area (include gable area, exclude window & door openings) Exclude attached wall area
| GARAGE WINDOW AREA |  |  |  | m2 | Windows | [5 empty] | Square metres (full area of glazing units)
| GARAGE FINISHED CEILING AREA |  |  |  | m2 | Ceiling cladding/coverings | [5 empty] | Square metres (all levels)
| GARAGE ROOFING AREA |  |  |  | m2 | Roof framing, decking, roofing. HOT2000 users: see Note (hover cursor) | [5 empty] | Square metres (Includes sloped and flat roofs; excludes overhangs)
| GARAGE HEAVY TIMBERS |  |  |  | m3 | Heavy timber framing members (e.g. posts and beams) | [5 empty] | Cubic metres of total wood volume in posts & beams. (Heavy steel members input in Structural Elements tab)
Step |  | Define all building assemblies in the following building section tabs.
Step |  | Review the selected materials in the REVIEW tab.
Step |  | View the carbon emissions report in the RESULTS tabs.
Helpful Notes: - See the Glossary tab for descriptions of unfamiliar terms or acronyms. - Use the User-Defined tab for any materials you wish to add but that could not be included in the section tabs. - To jump to a tab, right-click the arrows in the lower left corner and select the tab. - All framing spacing is 24 inches on centre by default, even when Framing Spacing value is blank
© His Majesty the King in Right of Canada, as represented by the Minister of Natural Resources, 2025
© Sa Majesté le Roi du chef du Canada, représentée par le ministre de Ressources naturelles, 2025
Press Here to import HOT2000 Data
Clear This Sheet Only (User Input)
Clear All (User Input and all Assembly Tabs)
Biogenic Carbon Storage
Virgin Timber
Note on B36: Ceiling area calculation is derived from cells C20 and C21, users should ensure that these cells are populated correctly. In instances where the basement ceiling is not covered, apply a ratio in the appropriate assembly to reflect the correct area value.
Note on G47: AREA VALUE INCLUDED IN: – Exterior Wall Framing in the Ext. Walls tab; – CMU Walls in the Ext. Walls tab; – Interior Cladding of Exterior walls area in the Cladding tab; – Interior Cladding of Interior Garage Walls area in the Garage tab; – Garage Attachment Wall Insulation area in the Garage tab
Note on G55: For HOT2000 users: If the garage roof was modeled in HOT2000, the imported total ROOFING AREA value in the section above includes the modeled garage roof area. If the garage roof materials are different from the main roof, enter GARAGE ROOFING AREA and manually subtract this value from the total ROOFING AREA above.

## Conctete Selections (hidden)
About This Sheet |  | Previously selected Province: |  |  | Saskatchewan
Material | Newfoundland and Labrador | Prince Edward Island | Nova Scotia | New Brunswick | Quebec | Ontario | Manitoba | Saskatchewan | Alberta | British Columbia | Yukon | Northwest Territories | Nunavut
Footings & Slabs,10
Footings & Slabs,11
Footings & Slabs,12
Footings & Slabs,13
Footings & Slabs,14
Footings & Slabs,15
Footings & Slabs,16
Footings & Slabs,18
Footings & Slabs,19
Footings & Slabs,20
Footings & Slabs,21
Footings & Slabs,22
Footings & Slabs,23
Footings & Slabs,24
Footings & Slabs,26
Footings & Slabs,27
Footings & Slabs,28
Footings & Slabs,29
Footings & Slabs,30
Footings & Slabs,31
Footings & Slabs,32
Footings & Slabs,49
Footings & Slabs,50
Footings & Slabs,51
Footings & Slabs,52
Footings & Slabs,53
Footings & Slabs,54
Footings & Slabs,55
Footings & Slabs,57
Footings & Slabs,58
Footings & Slabs,59
Footings & Slabs,60
Footings & Slabs,61
Footings & Slabs,62
Footings & Slabs,63
Footings & Slabs,65
Footings & Slabs,66
Footings & Slabs,67
Footings & Slabs,68
Footings & Slabs,69
Footings & Slabs,70
Footings & Slabs,71
Foundation Walls,7
Foundation Walls,8
Foundation Walls,9
Foundation Walls,10
Foundation Walls,11
Foundation Walls,12
Foundation Walls,13
Foundation Walls,15
Foundation Walls,16
Foundation Walls,17
Foundation Walls,18
Foundation Walls,19
Foundation Walls,20
Foundation Walls,21
Foundation Walls,23
Foundation Walls,24
Foundation Walls,25
Foundation Walls,26
Foundation Walls,27
Foundation Walls,28
Foundation Walls,29
Foundation Walls,93
Foundation Walls,94
Foundation Walls,95
Foundation Walls,96
Foundation Walls,97
Foundation Walls,98
Foundation Walls,99
Foundation Walls,101
Foundation Walls,102
Foundation Walls,103
Foundation Walls,104
Foundation Walls,105
Foundation Walls,106
Foundation Walls,107
Foundation Walls,109
Foundation Walls,110
Foundation Walls,111
Foundation Walls,112
Foundation Walls,113
Foundation Walls,114
Foundation Walls,115
Foundation Walls,122
Foundation Walls,123
Foundation Walls,124
Foundation Walls,125
Foundation Walls,126
Foundation Walls,127
Foundation Walls,128
Foundation Walls,130
Foundation Walls,131
Foundation Walls,132
Foundation Walls,133
Foundation Walls,134
Foundation Walls,135
Foundation Walls,136
Foundation Walls,138
Foundation Walls,139
Foundation Walls,140
Foundation Walls,141
Foundation Walls,142
Foundation Walls,143
Foundation Walls,144
Ext. Walls,59
Ext. Walls,60
Ext. Walls,61
Ext. Walls,62
Ext. Walls,63
Ext. Walls,64
Ext. Walls,65
Ext. Walls,67
Ext. Walls,68
Ext. Walls,69
Ext. Walls,70
Ext. Walls,71
Ext. Walls,72
Ext. Walls,73
Ext. Wall Systems,8
Ext. Wall Systems,9
Ext. Wall Systems,10
Ext. Wall Systems,11
Ext. Wall Systems,12
Ext. Wall Systems,13
Ext. Wall Systems,14
Ext. Wall Systems,16
Ext. Wall Systems,17
Ext. Wall Systems,18
Ext. Wall Systems,19
Ext. Wall Systems,20
Ext. Wall Systems,21
Ext. Wall Systems,22
Ext. Wall Systems,24
Ext. Wall Systems,25
Ext. Wall Systems,26
Ext. Wall Systems,27
Ext. Wall Systems,28
Ext. Wall Systems,29
Ext. Wall Systems,30
Ext. Wall Systems,37
Ext. Wall Systems,38
Ext. Wall Systems,39
Ext. Wall Systems,40
Ext. Wall Systems,41
Ext. Wall Systems,42
Ext. Wall Systems,43
Ext. Wall Systems,45
Ext. Wall Systems,46
Ext. Wall Systems,47
Ext. Wall Systems,48
Ext. Wall Systems,49
Ext. Wall Systems,50
Ext. Wall Systems,51
Ext. Wall Systems,53
Ext. Wall Systems,54
Ext. Wall Systems,55
Ext. Wall Systems,56
Ext. Wall Systems,57
Ext. Wall Systems,58
Ext. Wall Systems,59
Party Walls,56
Party Walls,57
Party Walls,58
Party Walls,59
Party Walls,60
Party Walls,61
Party Walls,62
Party Walls,64
Party Walls,65
Party Walls,66
Party Walls,67
Party Walls,68
Party Walls,69
Party Walls,70
Party Walls,256
Party Walls,257
Party Walls,258
Party Walls,259
Party Walls,260
Party Walls,261
Party Walls,262
Party Walls,264
Party Walls,265
Party Walls,266
Party Walls,267
Party Walls,268
Party Walls,269
Party Walls,270
Party Walls,272
Party Walls,273
Party Walls,274
Party Walls,275
Party Walls,276
Party Walls,277
Party Walls,278
Party Walls,285
Party Walls,286
Party Walls,287
Party Walls,288
Party Walls,289
Party Walls,290
Party Walls,291
Party Walls,293
Party Walls,294
Party Walls,295
Party Walls,296
Party Walls,297
Party Walls,298
Party Walls,299
Party Walls,301
Party Walls,302
Party Walls,303
Garage,11
Garage,12
Garage,13
Garage,14
Garage,15
Garage,16
Garage,17
Garage,19
Garage,20
Garage,21
Garage,22
Garage,23
Garage,24
Garage,25
Garage,32
Garage,33
Garage,34
Garage,35
Garage,36
Garage,37
Garage,38
Garage,40
Garage,41
Garage,42
Garage,43
Garage,44
Garage,45
Garage,46
Garage,60
Garage,61
Garage,62
Garage,63
Garage,64
Garage,65
Garage,66
Garage,68
Garage,69
Garage,70
Garage,71
Garage,72
Garage,73
Garage,74
Party Walls,304
Party Walls,305
Note on A1: About this sheet: In this sheet, the values in column H of sheets for the concrete rows are saved. When users switch between provinces, the saved values are restored
© His Majesty the king in Right of Canada, as represented by the Minister of Natural Resources, 2025 © Sa Majesté le Roi du chef du Canada, représentée par le ministre de Ressources naturelles, 2025

## Footings & Slabs
SECTION 1 ➜ COMPONENT MATERIALS FOR |  |  | FOUNDATION - FOOTINGS & SLABS
INSTRUCTIONS: (double-click) The NET kgCO2e EMISSIONS column (Col. I) shows the global warming potential (GWP) of each material based on the information provided. You must specify the R-VALUE, THICKNESS, FRAMING SPACING or any other required information in areas highlighted in YELLOW. Enter "1" in the SELECT column (Col. H) to add each material to your building. The net carbon emissions for the selected material will be highlighted in ORANGE. Use the percentage values cell (Col. G) if necessary to adjust the material quantity present in the building. The carbon footprint of each selection will be added to the section SUBTOTAL (top of Col. M) for this page, and for summary reporting.
CATEGORY |  | MATERIAL | QUANTITY |  | % |  | SELECT | NET kgCO2e EMISSIONS | SELECTED MATERIAL kgCO2e CONTENT | kgCO2e EMISSIONS | kgCO2 STORAGE | Note | kgCO2e EMISSIONS SUBTOTAL FOR FOUNDATION FOOTINGS & SLAB | kgCO2e STORAGE SUBTOTAL FOR FOUNDATION FOOTINGS & SLAB
[13 empty] | 0 | 0 | Category | Subcategory | Thickness | Notes
CRUSHED STONE BASE |  |  | THICKNESS: |  | in | = | 0 | m
AGGREGATE
If you do not know the specific carbon footprint of your aggregate, chose the "AVERAGE" value |  | Aggregate / / / Avg construction aggregate (gravel & sand) | 0 | m2 | 100% |  |  | 0 |  | 0 | 0 |  | Expired 2023 |  | FOUNDATION - FOOTINGS & SLABS | CRUSHED STONE BASE
FOOTINGS, PIERS & PADS
CONCRETE – 25 MPa or less
Concrete mix specification makes a big difference in carbon footprint. The mix specifications here can be used to discuss low-carbon mix options with your supplier. |  | Concrete - 25 MPa, GU / SRMCA / Can. Sask Avg. / | 0 | m3 | 100% |  |  | 0 |  | 0 | 0 |  |  |  | FOUNDATION - FOOTINGS & SLABS | FOOTINGS & PADS
|  | Concrete - 25 MPa, 10% FA, GU / SRMCA / Can. Sask Avg. / | 0 | m3 | 100% |  |  | 0 |  | 0 | 0 |  |  |  | FOUNDATION - FOOTINGS & SLABS | FOOTINGS & PADS
|  | Concrete - 25 MPa, 20% FA, GU / SRMCA / Can. Sask Avg. / | 0 | m3 | 100% |  |  | 0 |  | 0 | 0 |  |  |  | FOUNDATION - FOOTINGS & SLABS | FOOTINGS & PADS
|  | Concrete - 25 MPa, 30% FA, GU / SRMCA / Can. Sask Avg. / | 0 | m3 | 100% |  |  | 0 |  | 0 | 0 |  |  |  | FOUNDATION - FOOTINGS & SLABS | FOOTINGS & PADS
|  | Concrete - 25 MPa, 40% FA, GU / SRMCA / Can. Sask Avg. / | 0 | m3 | 100% |  |  | 0 |  | 0 | 0 |  |  |  | FOUNDATION - FOOTINGS & SLABS | FOOTINGS & PADS
|  | #N/A | 0 | m3 | 100% |  |  | #N/A |  | #N/A | #N/A |  |  |  | FOUNDATION - FOOTINGS & SLABS | FOOTINGS & PADS
|  | #N/A | 0 | m3 | 100% |  |  | #N/A |  | #N/A | #N/A |  |  |  | FOUNDATION - FOOTINGS & SLABS | FOOTINGS & PADS
CONCRETE – 26-30 MPa
Concrete mix specification makes a big difference in carbon footprint. The mix specifications here can be used to discuss low-carbon mix options with your supplier. |  | Concrete - 30 MPa, GU / SRMCA / Can. Sask Avg. / | 0 | m3 | 100% |  |  | 0 |  | 0 | 0 |  |  |  | FOUNDATION - FOOTINGS & SLABS | FOOTINGS & PADS
|  | Concrete - 30 MPa, 10% FA, GU / SRMCA / Can. Sask Avg. / | 0 | m3 | 100% |  |  | 0 |  | 0 | 0 |  |  |  | FOUNDATION - FOOTINGS & SLABS | FOOTINGS & PADS
|  | Concrete - 30 MPa, 20% FA, GU / SRMCA / Can. Sask Avg. / | 0 | m3 | 100% |  |  | 0 |  | 0 | 0 |  |  |  | FOUNDATION - FOOTINGS & SLABS | FOOTINGS & PADS
|  | Concrete - 30 MPa, 30% FA, GU / SRMCA / Can. Sask Avg. / | 0 | m3 | 100% |  |  | 0 |  | 0 | 0 |  |  |  | FOUNDATION - FOOTINGS & SLABS | FOOTINGS & PADS
|  | Concrete - 30 MPa, 40% FA, GU / SRMCA / Can. Sask Avg. / | 0 | m3 | 100% |  |  | 0 |  | 0 | 0 |  |  |  | FOUNDATION - FOOTINGS & SLABS | FOOTINGS & PADS
|  | #N/A | 0 | m3 | 100% |  |  | #N/A |  | #N/A | #N/A |  |  |  | FOUNDATION - FOOTINGS & SLABS | FOOTINGS & PADS
|  | #N/A | 0 | m3 | 100% |  |  | #N/A |  | #N/A | #N/A |  |  |  | FOUNDATION - FOOTINGS & SLABS | FOOTINGS & PADS
CONCRETE – 31-35 MPa
Concrete mix specification makes a big difference in carbon footprint. The mix specifications here can be used to discuss low-carbon mix options with your supplier. |  | Concrete - 35 MPa, GU / SRMCA / Can. Sask Avg. / | 0 | m3 | 100% |  |  | 0 |  | 0 | 0 |  |  |  | FOUNDATION - FOOTINGS & SLABS | FOOTINGS & PADS
|  | Concrete - 35 MPa, 10% FA, GU / SRMCA / Can. Sask Avg. / | 0 | m3 | 100% |  |  | 0 |  | 0 | 0 |  |  |  | FOUNDATION - FOOTINGS & SLABS | FOOTINGS & PADS
|  | Concrete - 35 MPa, 20% FA, GU / SRMCA / Can. Sask Avg. / | 0 | m3 | 100% |  |  | 0 |  | 0 | 0 |  |  |  | FOUNDATION - FOOTINGS & SLABS | FOOTINGS & PADS
|  | Concrete - 35 MPa, 30% FA, GU / SRMCA / Can. Sask Avg. / | 0 | m3 | 100% |  |  | 0 |  | 0 | 0 |  |  |  | FOUNDATION - FOOTINGS & SLABS | FOOTINGS & PADS
|  | Concrete - 35 MPa, 40% FA, GU / SRMCA / Can. Sask Avg. / | 0 | m3 | 100% |  |  | 0 |  | 0 | 0 |  |  |  | FOUNDATION - FOOTINGS & SLABS | FOOTINGS & PADS
|  | #N/A | 0 | m3 | 100% |  |  | #N/A |  | #N/A | #N/A |  |  |  | FOUNDATION - FOOTINGS & SLABS | FOOTINGS & PADS
|  | #N/A | 0 | m3 | 100% |  |  | #N/A |  | #N/A | #N/A |  |  |  | FOUNDATION - FOOTINGS & SLABS | FOOTINGS & PADS
REBAR |  |  | CUSTOM LENGTH |  | m
CONCRETE REINFORCING BAR
Specify an overall rebar length. |  | Rebar / Nucor Corporation / Canadian sizes / 10M | 0 | m | 100% |  |  | 0 |  | 0 | 0 |  |  |  | FOUNDATION - FOOTINGS & SLABS | REBAR
|  | Rebar / Nucor Corporation / Canadian sizes / 15M | 0 | m | 100% |  |  | 0 |  | 0 | 0 |  |  |  | FOUNDATION - FOOTINGS & SLABS | REBAR
|  | Rebar / Nucor Corporation / Canadian sizes / 20M | 0 | m | 100% |  |  | 0 |  | 0 | 0 |  |  |  | FOUNDATION - FOOTINGS & SLABS | REBAR
|  | Rebar / Concrete Reinforcing Steel Institute / Canadian sizes -98% recycled, EAF / 10M | 0 | m | 100% |  |  | 0 |  | 0 | 0 |  |  |  | FOUNDATION - FOOTINGS & SLABS | REBAR
|  | Rebar / Concrete Reinforcing Steel Institute / Canadian sizes -98% recycled, EAF / 15M | 0 | m | 100% |  |  | 0 |  | 0 | 0 |  |  |  | FOUNDATION - FOOTINGS & SLABS | REBAR
STEEL REINFORCING MESH |  |  | CUSTOM AREA: |  | m2
WELDED WIRE MESH
|  | Welded wire reinforcement / Insteel Industries / 4" x 4" x 6/6g / | 0 | m2 | 100% |  |  | 0 |  | 0 | 0 |  |  |  | FOUNDATION - FOOTINGS & SLABS | WELDED WIRE MESH
|  | Welded wire reinforcement / Insteel Industries / 6" x 6" x 6/6g / | 0 | m2 | 100% |  |  | 0 |  | 0 | 0 |  |  |  | FOUNDATION - FOOTINGS & SLABS | WELDED WIRE MESH
HELICAL PIERS |  |  | TOTAL LENGTH OF ALL PIERS: |  | m
HELICAL PIERS
Specify the total length of all piers. Use % to adjust for different sized piers |  | Helical pier / Generic / / 3" Nominal Pipe, 3.5 x 3/16" (89 x 5.5 mm), 10" Helix, Sched 40 STD Galvanized steel | 0 | m | 100% |  |  | 0 |  | 0 | 0 |  | Expired 2021 |  | FOUNDATION - FOOTINGS & SLABS | HELICAL PIERS
CONCRETE SLAB FLOOR(S) |  |  | THICKNESS: |  | in | = | 0 | m
CONCRETE – 25 MPa or less
Concrete mix specification makes a big difference in carbon footprint. The mix specifications here can be used to discuss low-carbon mix options with your supplier. |  | Concrete - 25 MPa, GU / SRMCA / Can. Sask Avg. / | 0 | m2 | 100% |  |  | 0 |  | 0 | 0 |  |  |  | FOUNDATION - FOOTINGS & SLABS | SLAB FLOOR(S)
|  | Concrete - 25 MPa, 10% FA, GU / SRMCA / Can. Sask Avg. / | 0 | m2 | 100% |  |  | 0 |  | 0 | 0 |  |  |  | FOUNDATION - FOOTINGS & SLABS | SLAB FLOOR(S)
|  | Concrete - 25 MPa, 20% FA, GU / SRMCA / Can. Sask Avg. / | 0 | m2 | 100% |  |  | 0 |  | 0 | 0 |  |  |  | FOUNDATION - FOOTINGS & SLABS | SLAB FLOOR(S)
|  | Concrete - 25 MPa, 30% FA, GU / SRMCA / Can. Sask Avg. / | 0 | m2 | 100% |  |  | 0 |  | 0 | 0 |  |  |  | FOUNDATION - FOOTINGS & SLABS | SLAB FLOOR(S)
|  | Concrete - 25 MPa, 40% FA, GU / SRMCA / Can. Sask Avg. / | 0 | m2 | 100% |  |  | 0 |  | 0 | 0 |  |  |  | FOUNDATION - FOOTINGS & SLABS | SLAB FLOOR(S)
|  | #N/A | 0 | m2 | 100% |  |  | #N/A |  | #N/A | #N/A |  |  |  | FOUNDATION - FOOTINGS & SLABS | SLAB FLOOR(S)
|  | #N/A | 0 | m2 | 100% |  |  | #N/A |  | #N/A | #N/A |  |  |  | FOUNDATION - FOOTINGS & SLABS | SLAB FLOOR(S)
CONCRETE – 26-30 MPa
Concrete mix specification makes a big difference in carbon footprint. The mix specifications here can be used to discuss low-carbon mix options with your supplier. |  | Concrete - 30 MPa, GU / SRMCA / Can. Sask Avg. / | 0 | m2 | 100% |  |  | 0 |  | 0 | 0 |  |  |  | FOUNDATION - FOOTINGS & SLABS | SLAB FLOOR(S)
|  | Concrete - 30 MPa, 10% FA, GU / SRMCA / Can. Sask Avg. / | 0 | m2 | 100% |  |  | 0 |  | 0 | 0 |  |  |  | FOUNDATION - FOOTINGS & SLABS | SLAB FLOOR(S)
|  | Concrete - 30 MPa, 20% FA, GU / SRMCA / Can. Sask Avg. / | 0 | m2 | 100% |  |  | 0 |  | 0 | 0 |  |  |  | FOUNDATION - FOOTINGS & SLABS | SLAB FLOOR(S)
|  | Concrete - 30 MPa, 30% FA, GU / SRMCA / Can. Sask Avg. / | 0 | m2 | 100% |  |  | 0 |  | 0 | 0 |  |  |  | FOUNDATION - FOOTINGS & SLABS | SLAB FLOOR(S)
|  | Concrete - 30 MPa, 40% FA, GU / SRMCA / Can. Sask Avg. / | 0 | m2 | 100% |  |  | 0 |  | 0 | 0 |  |  |  | FOUNDATION - FOOTINGS & SLABS | SLAB FLOOR(S)
|  | #N/A | 0 | m2 | 100% |  |  | #N/A |  | #N/A | #N/A |  |  |  | FOUNDATION - FOOTINGS & SLABS | SLAB FLOOR(S)
|  | #N/A | 0 | m2 | 100% |  |  | #N/A |  | #N/A | #N/A |  |  |  | FOUNDATION - FOOTINGS & SLABS | SLAB FLOOR(S)
CONCRETE – 31-35 MPa
Concrete mix specification makes a big difference in carbon footprint. The mix specifications here can be used to discuss low-carbon mix options with your supplier. |  | Concrete - 35 MPa, GU / SRMCA / Can. Sask Avg. / | 0 | m2 | 100% |  |  | 0 |  | 0 | 0 |  |  |  | FOUNDATION - FOOTINGS & SLABS | SLAB FLOOR(S)
|  | Concrete - 35 MPa, 10% FA, GU / SRMCA / Can. Sask Avg. / | 0 | m2 | 100% |  |  | 0 |  | 0 | 0 |  |  |  | FOUNDATION - FOOTINGS & SLABS | SLAB FLOOR(S)
|  | Concrete - 35 MPa, 20% FA, GU / SRMCA / Can. Sask Avg. / | 0 | m2 | 100% |  |  | 0 |  | 0 | 0 |  |  |  | FOUNDATION - FOOTINGS & SLABS | SLAB FLOOR(S)
|  | Concrete - 35 MPa, 30% FA, GU / SRMCA / Can. Sask Avg. / | 0 | m2 | 100% |  |  | 0 |  | 0 | 0 |  |  |  | FOUNDATION - FOOTINGS & SLABS | SLAB FLOOR(S)
|  | Concrete - 35 MPa, 40% FA, GU / SRMCA / Can. Sask Avg. / | 0 | m2 | 100% |  |  | 0 |  | 0 | 0 |  |  |  | FOUNDATION - FOOTINGS & SLABS | SLAB FLOOR(S)
|  | #N/A | 0 | m2 | 100% |  |  | #N/A |  | #N/A | #N/A |  |  |  | FOUNDATION - FOOTINGS & SLABS | SLAB FLOOR(S)
|  | #N/A | 0 | m2 | 100% |  |  | #N/A |  | #N/A | #N/A |  |  |  | FOUNDATION - FOOTINGS & SLABS | SLAB FLOOR(S)
OTHER SLAB FLOOR(S)
EARTHEN FLOOR
|  | Earthen Floor / Site made / / 3" cob, 1" clay plaster | 0 | m2 | 100% |  |  | 0 |  | 0 | 0 |  | Adapted from peer-reviewed LCA, 2019 |  | FOUNDATION - FOOTINGS & SLABS | SLAB FLOOR(S)
SUB-SLAB INSULATION |  |  | R-VALUE:
| EPS FOAM BOARD |  | R-VALUE:
|  | EPS foam board - AVERAGE | 0 | m2 | 100% |  |  | 0 |  | 0 | 0 |  |  |  | FOUNDATION - FOOTINGS & SLABS | SUB-SLAB INSULATION
|  | EPS foam board / EPS Industry Alliance / / R 3.6/inch, Type I, 10 psi (70 kPa) | 0 | m2 | 100% |  |  | 0 |  | 0 | 0 |  |  |  | FOUNDATION - FOOTINGS & SLABS | SUB-SLAB INSULATION
|  | EPS foam board / EPS Industry Alliance / / R 4.0/inch, Type II, 15 psi (100 kPa) | 0 | m2 | 100% |  |  | 0 |  | 0 | 0 |  |  |  | FOUNDATION - FOOTINGS & SLABS | SUB-SLAB INSULATION
|  | EPS foam board / EPS Industry Alliance / / R 4.2/inch, Type IX, 25 psi (170 kPa) | 0 | m2 | 100% |  |  | 0 |  | 0 | 0 |  |  |  | FOUNDATION - FOOTINGS & SLABS | SUB-SLAB INSULATION
|  | EPS foam board / EPS Industry Alliance / / R 4.3/inch, Type XV, 60 psi (400 kPa) | 0 | m2 | 100% |  |  | 0 |  | 0 | 0 |  |  |  | FOUNDATION - FOOTINGS & SLABS | SUB-SLAB INSULATION
|  | EPS foam board with graphite / BASF / Neopor F 5200 & F 5300 Plus BMB / R 4.7/inch, Type II, 15 psi (Type 2, 110 kPa) | 0 | m2 | 100% |  |  | 0 |  | 0 | 0 |  |  |  | FOUNDATION - FOOTINGS & SLABS | SUB-SLAB INSULATION
|  | EPS foam board with graphite / BASF / Neopor F 5200 & F 5300 Plus BMB / R 4.7/inch, Type IX, 25 psi (Type 9, 175 kPa) | 0 | m2 | 100% |  |  | 0 |  | 0 | 0 |  |  |  | FOUNDATION - FOOTINGS & SLABS | SUB-SLAB INSULATION
|  | EPS foam board with graphite / BASF / Neopor F 5200 Plus / R 4.7-inch, Type IX, 25 psi | 0 | m2 | 100% |  |  | 0 |  | 0 | 0 |  |  |  | FOUNDATION - FOOTINGS & SLABS | SUB-SLAB INSULATION
|  | EPS foam board with graphite / BASF / Neopor F 5200 Plus / R 4.7/inch, Type II, 15 psi (Type 2, 110 kPa) | 0 | m2 | 100% |  |  | 0 |  | 0 | 0 |  |  |  | FOUNDATION - FOOTINGS & SLABS | SUB-SLAB INSULATION
| XPS FOAM BOARD |  | R-VALUE:
|  | XPS foam board - AVERAGE | 0 | m2 | 100% |  |  | 0 |  | 0 | 0 |  |  |  | FOUNDATION - FOOTINGS & SLABS | SUB-SLAB INSULATION
|  | XPS foam board / Owens Corning / Foamular NGX 250 / R 5/inch | 0 | m2 | 100% |  |  | 0 |  | 0 | 0 |  | A1-B1 |  | FOUNDATION - FOOTINGS & SLABS | SUB-SLAB INSULATION |  | Note: The height of this row is increased because at some zoom levels, the lines in column C of this row may break to additional lines
|  | XPS foam board / Soprema / SOPRA-XPS / R 5.0/inch | 0 | m2 | 100% |  |  | 0 |  | 0 | 0 |  | A1-B1 |  | FOUNDATION - FOOTINGS & SLABS | SUB-SLAB INSULATION
|  | XPS foam board / DuPont / Reduced GWP Grey Styrofoam™ (same as ST-100) / R 5.0/inch | 0 | m2 | 100% |  |  | 0 |  | 0 | 0 |  | A1-B1 |  | FOUNDATION - FOOTINGS & SLABS | SUB-SLAB INSULATION
| MINERAL WOOL BOARD |  | R-VALUE:
|  | Mineral wool board - AVERAGE | 0 | m2 | 100% |  |  | 0 |  | 0 | 0 |  |  |  | FOUNDATION - FOOTINGS & SLABS | SUB-SLAB INSULATION
|  | Mineral wool board / Rockwool / Comfortboard 80 / R 4.2-inch | 0 | m2 | 100% |  |  | 0 |  | 0 | 0 |  |  |  | FOUNDATION - FOOTINGS & SLABS | SUB-SLAB INSULATION
|  | Mineral wool board - heavy density / NAIMA / Owens Corning, Johns Manville, Rolan / R 4.4/inch | 0 | m2 | 100% |  |  | 0 |  | 0 | 0 |  |  |  | FOUNDATION - FOOTINGS & SLABS | SUB-SLAB INSULATION
|  | Mineral wool board - light density / NAIMA / Owens Corning, Johns Manville, Rolan / R 3.9/inch | 0 | m2 | 100% |  |  | 0 |  | 0 | 0 |  |  |  | FOUNDATION - FOOTINGS & SLABS | SUB-SLAB INSULATION
|  | Mineral wool board / Rockwool / Comfortboard 110 / R 4.0-inch | 0 | m2 | 100% |  |  | 0 |  | 0 | 0 |  |  |  | FOUNDATION - FOOTINGS & SLABS | SUB-SLAB INSULATION
| FOAMGLASS AGGREGATE |  | R-VALUE:
|  | Foam glass aggregate / Foamit group / / 191 kg/m3, 10-60 mm, R 1,5/inch | 0 | m2 | 100% |  |  | 0 |  | 0 | 0 |  |  |  | FOUNDATION - FOOTINGS & SLABS | SUB-SLAB INSULATION
| FOAMGLASS BOARD |  | R-VALUE:
|  | Foam glass board - AVERAGE | 0 | m2 | 100% |  |  | 0 |  | 0 | 0 |  |  |  | FOUNDATION - FOOTINGS & SLABS | SUB-SLAB INSULATION
|  | Foam glass board / Pittsburgh Corning Europe / FOAMGLAS F / R 2.9/inch | 0 | m2 | 100% |  |  | 0 |  | 0 | 0 |  |  |  | FOUNDATION - FOOTINGS & SLABS | SUB-SLAB INSULATION
|  | Foam glass board / Pittsburgh Corning Europe / FOAMGLAS S3 / R 3.2/inch | 0 | m2 | 100% |  |  | 0 |  | 0 | 0 |  |  |  | FOUNDATION - FOOTINGS & SLABS | SUB-SLAB INSULATION
|  | Foam glass board / Pittsburgh Corning Europe / FOAMGLAS T3+ / R 4.0/inch | 0 | m2 | 100% |  |  | 0 |  | 0 | 0 |  |  |  | FOUNDATION - FOOTINGS & SLABS | SUB-SLAB INSULATION
|  | Foam glass board / Pittsburgh Corning Europe / FOAMGLAS T4+ / R 3.5/inch | 0 | m2 | 100% |  |  | 0 |  | 0 | 0 |  |  |  | FOUNDATION - FOOTINGS & SLABS | SUB-SLAB INSULATION
| CORK BOARD |  | R-VALUE:
|  | Cork board insulation / Amorim / Expanded Insulation Corkboard (ICB) / R3.6-inch, 115 kg/m3 | 0 | m2 | 100% |  |  | 0 |  | 0 | 0 |  |  |  | FOUNDATION - FOOTINGS & SLABS | SUB-SLAB INSULATION
BARRIERS AND MEMBRANES
SHEET BARRIER
|  | Barrier, sheet / / Polyethylene sheet / 10 mil | 0 | m2 | 100% |  |  | 0 |  | 0 | 0 |  |  |  | FOUNDATION - FOOTINGS & SLABS | BARRIERS AND MEMBRANES
|  | Barrier, sheet / / Polyethylene sheet / 6 mil | 0 | m2 | 100% |  |  | 0 |  | 0 | 0 |  |  |  | FOUNDATION - FOOTINGS & SLABS | BARRIERS AND MEMBRANES
LIQUID APPLIED BARRIER
|  | Ext. Waterproofing Barrier, liquid applied / Carlisle / MiraSEAL & MiraTITE / | 0 | m2 | 100% |  |  | 0 |  | 0 | 0 |  |  |  | FOUNDATION - FOOTINGS & SLABS | BARRIERS AND MEMBRANES
BASEMENT FLOORING
HARDWOOD FLOORING
|  | Hardwood flooring - AVERAGE | 0 | m2 | 100% |  |  | 0 |  | 0 | 0 |  |  |  | FOUNDATION - FOOTINGS & SLABS | BASEMENT FLOORING
|  | Hardwood flooring / mafi / Natural Hardwood Planks / 3/4", 3 ply laminated solid, oil pre-finished | 0 | m2 | 100% |  |  | 0 |  | 0 | 0 |  | Expired 2025 |  | FOUNDATION - FOOTINGS & SLABS | BASEMENT FLOORING
|  | Hardwood flooring / NWFA and Decorative Hardwoods Association / Solid Wood Flooring / 3/4" | 0 | m2 | 100% |  |  | 0 |  | 0 | 0 |  |  |  | FOUNDATION - FOOTINGS & SLABS | BASEMENT FLOORING
|  | Hardwood flooring / Wickham / Solid Hardwood / 3/4" | 0 | m2 | 100% |  |  | 0 |  | 0 | 0 |  |  |  | FOUNDATION - FOOTINGS & SLABS | BASEMENT FLOORING
LINOLEUM FLOORING
|  | Linoleum flooring / Mannington / Legato Flooring / liquid applied | 0 | m2 | 100% |  |  | 0 |  | 0 | 0 |  | Expired 2025 |  | FOUNDATION - FOOTINGS & SLABS | BASEMENT FLOORING |  | Note: The height of this row is increased because at some zoom levels, the lines in column C of this row may break to additional lines
|  | Linoleum flooring - AVERAGE 2.5 mm | 0 | m2 | 100% |  |  | 0 |  | 0 | 0 |  |  |  | FOUNDATION - FOOTINGS & SLABS | BASEMENT FLOORING
|  | Linoleum flooring / Forbo / Marmoleum Striato / 2.5 mm sheet style linoleum | 0 | m2 | 100% |  |  | 0 |  | 0 | 0 |  | Expired 2025 |  | FOUNDATION - FOOTINGS & SLABS | BASEMENT FLOORING
|  | Linoleum flooring / Gerflor / DLW Linoleum Compact / 2.5 mm sheet style linoleum | 0 | m2 | 100% |  |  | 0 |  | 0 | 0 |  | Expired 2025 |  | FOUNDATION - FOOTINGS & SLABS | BASEMENT FLOORING
|  | Linoleum flooring / Tarkett / Lino Veneto xf2, Etrusco, Style Elle¦Emme, Veneto, Originale, LinoRail, Linosport / 2.5 mm sheet style linoleum | 0 | m2 | 100% |  |  | 0 |  | 0 | 0 |  |  |  | FOUNDATION - FOOTINGS & SLABS | BASEMENT FLOORING
|  | Linoleum flooring - AVERAGE 4 mm | 0 | m2 | 100% |  |  | 0 |  | 0 | 0 |  |  |  | FOUNDATION - FOOTINGS & SLABS | BASEMENT FLOORING
|  | Linoleum flooring / Tarkett / Lino Acoustic / 3.8 mm sheet style linoleum with polyurethane foam backing | 0 | m2 | 100% |  |  | 0 |  | 0 | 0 |  |  |  | FOUNDATION - FOOTINGS & SLABS | BASEMENT FLOORING
|  | Linoleum flooring / Tarkett / Veneto Acoustic Cork / 4.4 mm sheet style linoleum with cork backing | 0 | m2 | 100% |  |  | 0 |  | 0 | 0 |  |  |  | FOUNDATION - FOOTINGS & SLABS | BASEMENT FLOORING
TILE FLOORING
|  | Ceramic tile / Tile Council of North America / Industry average. Includes porcelain, pressed, mosaic and quarry tile / 18.8 kg/m2 | 0 | m2 | 100% |  |  | 0 |  | 0 | 0 |  |  |  | FOUNDATION - FOOTINGS & SLABS | BASEMENT FLOORING |  | Note: The height of this row is increased because at some zoom levels, the lines in column C of this row may break to additional lines
VINYL FLOORING
|  | Vinyl flooring / Altro / Altro Lavencia / 3.0 mm | 0 | m2 | 100% |  |  | 0 |  | 0 | 0 |  |  |  | FOUNDATION - FOOTINGS & SLABS | BASEMENT FLOORING
LAMINATE FLOORING
|  | Laminate flooring - AVERAGE | 0 | m2 | 100% |  |  | 0 |  | 0 | 0 |  |  |  | FOUNDATION - FOOTINGS & SLABS | BASEMENT FLOORING
|  | Luxury vinyl tile / Resilient Floor Covering Institute / Looselay Flooring / 4.5 - 6mm | 0 | m2 | 100% |  |  | 0 |  | 0 | 0 |  |  |  | FOUNDATION - FOOTINGS & SLABS | BASEMENT FLOORING
|  | Luxury vinyl tile / Resilient Floor Covering Institute / Gluedown / 1.5 - 4.5mm | 0 | m2 | 100% |  |  | 0 |  | 0 | 0 |  |  |  | FOUNDATION - FOOTINGS & SLABS | BASEMENT FLOORING
|  | Vinyl flooring / Shaw - Patcraft / Luxury Vinyl Tile / 2 - 5 mm | 0 | m2 | 100% |  |  | 0 |  | 0 | 0 |  |  |  | FOUNDATION - FOOTINGS & SLABS | BASEMENT FLOORING
|  | Vinyl flooring / Mannington / Luxury Vinyl Tile / 2.5 mm Tile and Plank | 0 | m2 | 100% |  |  | 0 |  | 0 | 0 |  |  |  | FOUNDATION - FOOTINGS & SLABS | BASEMENT FLOORING
|  | Vinyl flooring / Resilient Floor Covering Institute / Heterogeneous sheet / 2mm | 0 | m2 | 100% |  |  | 0 |  | 0 | 0 |  |  |  | FOUNDATION - FOOTINGS & SLABS | BASEMENT FLOORING
CORK FLOORING
|  | Cork flooring / European Resilient Flooring Manufacturers' Institute / Includes: Altro, Amorim, Amtico, Artigo, Aspecta, BeauFlor, Dickson, Mflor, Forbo, Gerflor, IVC, Nora, Polyflor, Tarkett, Kahrs, Windmoller / Cork floor tiles | 0 | m2 | 100% |  |  | 0 |  | 0 | 0 |  | Expired 2024 |  | FOUNDATION - FOOTINGS & SLABS | BASEMENT FLOORING
CARPET
|  | Carpet / / / Average from 150 samples in the EC3 database | 0 | m2 | 100% |  |  | 0 |  | 0 | 0 |  | Multi-EPD average from EC3 Tool |  | FOUNDATION - FOOTINGS & SLABS | BASEMENT FLOORING
© His Majesty the King in Right of Canada, as represented by the Minister of Natural Resources, 2025
© Sa Majesté le Roi du chef du Canada, représentée par le ministre de Ressources naturelles, 2025
Clear This Sheet Only
Note on I3: Hajir H: As of Jan 2026, this column is archived and the formulas in this column has no use
Note on J3: Hajir H: As of Jan 2026, this column is archived and the formulas in this column has no use

## Foundation Walls
SECTION 2 ➜ COMPONENT MATERIALS FOR |  |  | FOUNDATION - WALLS
INSTRUCTIONS: (double-click) The NET kgCO2e EMISSIONS column (Col. I) shows the global warming potential (GWP) of each material based on the information provided. You must specify the R-VALUE, THICKNESS, FRAMING SPACING or any other required information in areas highlighted in YELLOW. Enter "1" in the SELECT column (Col. H) to add each material to your building. The net carbon emissions for the selected material will be highlighted in ORANGE. Use the percentage values cell (Col. G) if necessary to adjust the material quantity present in the building. The carbon footprint of each selection will be added to the section SUBTOTAL (top of Col. M) for this page, and for summary reporting.
CATEGORY |  | MATERIAL | QUANTITY |  | % |  | SELECT | NET kgCO2e EMISSIONS | SELECTED MATERIAL kgCO2e CONTENT | kgCO2e EMISSIONS | kgCO2 STORAGE | Note | kgCO2e EMISSIONS SUBTOTAL FOR FOUNDATION WALLS | kgCO2e STORAGE SUBTOTAL FOR FOUNDATION WALLS
[13 empty] | 0 | 0 | Category | Subcategory | Thickness | Notes
CONCRETE WALLS |  |  | THICKNESS: |  | in | = | 0 | m
CONCRETE – 25 MPa or less
Concrete mix specification makes a big difference in carbon footprint. The mix specifications here can be used to discuss low-carbon mix options with your supplier. |  | Concrete - 25 MPa, GU / SRMCA / Can. Sask Avg. / | 0 | m2 | 100% |  |  | 0 |  | 0 | 0 |  |  |  | FOUNDATION - WALLS | CONCRETE FOUNDATION WALLS
|  | Concrete - 25 MPa, 10% FA, GU / SRMCA / Can. Sask Avg. / | 0 | m2 | 100% |  |  | 0 |  | 0 | 0 |  |  |  | FOUNDATION - WALLS | CONCRETE FOUNDATION WALLS
|  | Concrete - 25 MPa, 20% FA, GU / SRMCA / Can. Sask Avg. / | 0 | m2 | 100% |  |  | 0 |  | 0 | 0 |  |  |  | FOUNDATION - WALLS | CONCRETE FOUNDATION WALLS
|  | Concrete - 25 MPa, 30% FA, GU / SRMCA / Can. Sask Avg. / | 0 | m2 | 100% |  |  | 0 |  | 0 | 0 |  |  |  | FOUNDATION - WALLS | CONCRETE FOUNDATION WALLS
|  | Concrete - 25 MPa, 40% FA, GU / SRMCA / Can. Sask Avg. / | 0 | m2 | 100% |  |  | 0 |  | 0 | 0 |  |  |  | FOUNDATION - WALLS | CONCRETE FOUNDATION WALLS
|  | #N/A | 0 | m2 | 100% |  |  | #N/A |  | #N/A | 0 |  |  |  | FOUNDATION - WALLS | CONCRETE FOUNDATION WALLS
|  | #N/A | 0 | m2 | 100% |  |  | #N/A |  | #N/A | 0 |  |  |  | FOUNDATION - WALLS | CONCRETE FOUNDATION WALLS
CONCRETE – 26-30 MPa
Concrete mix specification makes a big difference in carbon footprint. The mix specifications here can be used to discuss low-carbon mix options with your supplier. |  | Concrete - 30 MPa, GU / SRMCA / Can. Sask Avg. / | 0 | m2 | 100% |  |  | 0 |  | 0 | 0 |  |  |  | FOUNDATION - WALLS | CONCRETE FOUNDATION WALLS
|  | Concrete - 30 MPa, 10% FA, GU / SRMCA / Can. Sask Avg. / | 0 | m2 | 100% |  |  | 0 |  | 0 | 0 |  |  |  | FOUNDATION - WALLS | CONCRETE FOUNDATION WALLS
|  | Concrete - 30 MPa, 20% FA, GU / SRMCA / Can. Sask Avg. / | 0 | m2 | 100% |  |  | 0 |  | 0 | 0 |  |  |  | FOUNDATION - WALLS | CONCRETE FOUNDATION WALLS
|  | Concrete - 30 MPa, 30% FA, GU / SRMCA / Can. Sask Avg. / | 0 | m2 | 100% |  |  | 0 |  | 0 | 0 |  |  |  | FOUNDATION - WALLS | CONCRETE FOUNDATION WALLS
|  | Concrete - 30 MPa, 40% FA, GU / SRMCA / Can. Sask Avg. / | 0 | m2 | 100% |  |  | 0 |  | 0 | 0 |  |  |  | FOUNDATION - WALLS | CONCRETE FOUNDATION WALLS
|  | #N/A | 0 | m2 | 100% |  |  | #N/A |  | #N/A | 0 |  |  |  | FOUNDATION - WALLS | CONCRETE FOUNDATION WALLS
|  | #N/A | 0 | m2 | 100% |  |  | #N/A |  | #N/A | 0 |  |  |  | FOUNDATION - WALLS | CONCRETE FOUNDATION WALLS
CONCRETE – 31-35 MPa
Concrete mix specification makes a big difference in carbon footprint. The mix specifications here can be used to discuss low-carbon mix options with your supplier. |  | Concrete - 35 MPa, GU / SRMCA / Can. Sask Avg. / | 0 | m2 | 100% |  |  | 0 |  | 0 | 0 |  |  |  | FOUNDATION - WALLS | CONCRETE FOUNDATION WALLS
|  | Concrete - 35 MPa, 10% FA, GU / SRMCA / Can. Sask Avg. / | 0 | m2 | 100% |  |  | 0 |  | 0 | 0 |  |  |  | FOUNDATION - WALLS | CONCRETE FOUNDATION WALLS
|  | Concrete - 35 MPa, 20% FA, GU / SRMCA / Can. Sask Avg. / | 0 | m2 | 100% |  |  | 0 |  | 0 | 0 |  |  |  | FOUNDATION - WALLS | CONCRETE FOUNDATION WALLS
|  | Concrete - 35 MPa, 30% FA, GU / SRMCA / Can. Sask Avg. / | 0 | m2 | 100% |  |  | 0 |  | 0 | 0 |  |  |  | FOUNDATION - WALLS | CONCRETE FOUNDATION WALLS
|  | Concrete - 35 MPa, 40% FA, GU / SRMCA / Can. Sask Avg. / | 0 | m2 | 100% |  |  | 0 |  | 0 | 0 |  |  |  | FOUNDATION - WALLS | CONCRETE FOUNDATION WALLS
|  | #N/A | 0 | m2 | 100% |  |  | #N/A |  | #N/A | 0 |  |  |  | FOUNDATION - WALLS | CONCRETE FOUNDATION WALLS
|  | #N/A | 0 | m2 | 100% |  |  | #N/A |  | #N/A | 0 |  |  |  | FOUNDATION - WALLS | CONCRETE FOUNDATION WALLS
REBAR |  |  | CUSTOM LENGTH |  | m
CONCRETE REINFORCING BAR
Specify an overall rebar length. |  | Rebar / Nucor Corporation / Canadian sizes / 10M | 0 | m | 100% |  |  | 0 |  | 0 | 0 |  |  |  | FOUNDATION - WALLS | REBAR
|  | Rebar / Nucor Corporation / Canadian sizes / 15M | 0 | m | 100% |  |  | 0 |  | 0 | 0 |  |  |  | FOUNDATION - WALLS | REBAR
|  | Rebar / Nucor Corporation / Canadian sizes / 20M | 0 | m | 100% |  |  | 0 |  | 0 | 0 |  |  |  | FOUNDATION - WALLS | REBAR
|  | Rebar / Concrete Reinforcing Steel Institute / Canadian sizes -98% recycled, EAF / 10M | 0 | m | 100% |  |  | 0 |  | 0 | 0 |  |  |  | FOUNDATION - WALLS | REBAR
|  | Rebar / Concrete Reinforcing Steel Institute / Canadian sizes -98% recycled, EAF / 15M | 0 | m | 100% |  |  | 0 |  | 0 | 0 |  |  |  | FOUNDATION - WALLS | REBAR
MASONRY UNIT WALLS
CONCRETE MASONRY UNITS
If concrete grout and/or fill are being used for the CMU wall, be sure to add the volume of concrete separately. |  | CMU Walls 8" Hollow, No Grout - AVERAGE | 0 | m2 | 100% |  |  | 0 |  | 0 | 0 |  |  |  | FOUNDATION - WALLS | CMU FOUNDATION WALLS
|  | CMU - Light weight / Brampton Brick (Boehmers) / 8" CarboClave Block / 8 x 8 x 16 | 0 | m2 | 100% |  |  | 0 |  | 0 | 0 |  |  |  | FOUNDATION - WALLS | CMU FOUNDATION WALLS
|  | CMU - Light weight / Canadian Concrete Masonry Producers Assn, East Region / 8" Light weight blocks / 15 MPa, 390 x 190 x 190 mm | 0 | m2 | 100% |  |  | 0 |  | 0 | 0 |  |  |  | FOUNDATION - WALLS | CMU FOUNDATION WALLS
|  | CMU - Light weight / Canadian Concrete Masonry Producers Assn, West Region / 8" Light weight blocks / 15 MPa, 390 x 190 x 190 mm | 0 | m2 | 100% |  |  | 0 |  | 0 | 0 |  |  |  | FOUNDATION - WALLS | CMU FOUNDATION WALLS
|  | CMU - Normal weight / Brampton Brick (Boehmers) / 8" CarboClave Block / 8 x 8 x 16 | 0 | m2 | 100% |  |  | 0 |  | 0 | 0 |  |  |  | FOUNDATION - WALLS | CMU FOUNDATION WALLS
|  | CMU - Normal weight / Canadian Concrete Masonry Producers Assn, East Region / 8" Normal weight blocks / 15 MPa, 390 x 190 x 190 mm | 0 | m2 | 100% |  |  | 0 |  | 0 | 0 |  |  |  | FOUNDATION - WALLS | CMU FOUNDATION WALLS
|  | CMU - Normal weight / Canadian Concrete Masonry Producers Assn, West Region / 8" Normal weight blocks / 15 MPa, 390 x 190 x 190 mm | 0 | m2 | 100% |  |  | 0 |  | 0 | 0 |  |  |  | FOUNDATION - WALLS | CMU FOUNDATION WALLS
TREATED WOOD FOUNDATION
|  | TREATED WOOD FOUNDATION - 2x8 framing @ 16" OC, 3/4" plywood sheathing | 0 | m2 | 100% |  |  | 0 |  | 0 | 0 |  |  |  | FOUNDATION - WALLS | TREATED WOOD FOUNDATION
CONTINUOUS INSULATION (Exterior and/or Interior) |  |  | R-VALUE:
| EPS FOAM |  | R-VALUE:
|  | EPS foam board - AVERAGE | 0 | m2 | 100% |  |  | 0 |  | 0 | 0 |  |  |  | FOUNDATION - WALLS | FOUNDATION WALL CONTINUOUS INSULATION
|  | EPS foam board / EPS Industry Alliance / / R 3.6/inch, Type I, 10 psi (70 kPa) | 0 | m2 | 100% |  |  | 0 |  | 0 | 0 |  |  |  | FOUNDATION - WALLS | FOUNDATION WALL CONTINUOUS INSULATION
|  | EPS foam board / EPS Industry Alliance / / R 4.0/inch, Type II, 15 psi (100 kPa) | 0 | m2 | 100% |  |  | 0 |  | 0 | 0 |  |  |  | FOUNDATION - WALLS | FOUNDATION WALL CONTINUOUS INSULATION
|  | EPS foam board / EPS Industry Alliance / / R 4.2/inch, Type IX, 25 psi (170 kPa) | 0 | m2 | 100% |  |  | 0 |  | 0 | 0 |  |  |  | FOUNDATION - WALLS | FOUNDATION WALL CONTINUOUS INSULATION
|  | EPS foam board / EPS Industry Alliance / / R 4.3/inch, Type XV, 60 psi (400 kPa) | 0 | m2 | 100% |  |  | 0 |  | 0 | 0 |  |  |  | FOUNDATION - WALLS | FOUNDATION WALL CONTINUOUS INSULATION
|  | EPS foam board with graphite / BASF / Neopor F 5200 & F 5300 Plus BMB / R 4.7/inch, Type II, 15 psi (Type 2, 110 kPa) | 0 | m2 | 100% |  |  | 0 |  | 0 | 0 |  |  |  | FOUNDATION - WALLS | FOUNDATION WALL CONTINUOUS INSULATION
|  | EPS foam board with graphite / BASF / Neopor F 5200 & F 5300 Plus BMB / R 4.7/inch, Type IX, 25 psi (Type 9, 175 kPa) | 0 | m2 | 100% |  |  | 0 |  | 0 | 0 |  |  |  | FOUNDATION - WALLS | FOUNDATION WALL CONTINUOUS INSULATION
|  | EPS foam board with graphite / BASF / Neopor F 5200 Plus / R 4.7-inch, Type IX, 25 psi | 0 | m2 | 100% |  |  | 0 |  | 0 | 0 |  |  |  | FOUNDATION - WALLS | FOUNDATION WALL CONTINUOUS INSULATION
|  | EPS foam board with graphite / BASF / Neopor F 5200 Plus / R 4.7/inch, Type II, 15 psi (Type 2, 110 kPa) | 0 | m2 | 100% |  |  | 0 |  | 0 | 0 |  |  |  | FOUNDATION - WALLS | FOUNDATION WALL CONTINUOUS INSULATION
| POLYISOCYANURATE FOAM BOARD |  | R-VALUE:
|  | Polyisocyanurate - AVERAGE | 0 | m2 | 100% |  |  | 0 |  | 0 | 0 |  |  |  | FOUNDATION - WALLS | FOUNDATION WALL CONTINUOUS INSULATION
|  | Polyiso - wall boards / Hunter / Polysio Wall insulation boards / R 6.5/inch | 0 | m2 | 100% |  |  | 0 |  | 0 | 0 |  |  |  | FOUNDATION - WALLS | FOUNDATION WALL CONTINUOUS INSULATION
|  | Polyiso - wall boards / DuPont / Thermax / R 6.5/inch | 0 | m2 | 100% |  |  | 0 |  | 0 | 0 |  |  |  | FOUNDATION - WALLS | FOUNDATION WALL CONTINUOUS INSULATION
|  | Polyiso - wall boards / Carlisle / R2+ Silver / R 6.3/inch, 20 psi | 0 | m2 | 100% |  |  | 0 |  | 0 | 0 |  |  |  | FOUNDATION - WALLS | FOUNDATION WALL CONTINUOUS INSULATION
| XPS FOAM |  | R-VALUE:
|  | XPS foam board - AVERAGE | 0 | m2 | 100% |  |  | 0 |  | 0 | 0 |  |  |  | FOUNDATION - WALLS | FOUNDATION WALL CONTINUOUS INSULATION
|  | XPS foam board / Owens Corning / Foamular NGX 250 / R 5/inch | 0 | m2 | 100% |  |  | 0 |  | 0 | 0 |  | A1-B1 |  | FOUNDATION - WALLS | FOUNDATION WALL CONTINUOUS INSULATION |  | Note: The height of this row is increased because at some zoom levels, the lines in column C of this row may break to additional lines
|  | XPS foam board / Soprema / SOPRA-XPS / R 5.0/inch | 0 | m2 | 100% |  |  | 0 |  | 0 | 0 |  | A1-B1 |  | FOUNDATION - WALLS | FOUNDATION WALL CONTINUOUS INSULATION
|  | XPS foam board / DuPont / Reduced GWP Grey Styrofoam™ (same as ST-100) / R 5.0/inch | 0 | m2 | 100% |  |  | 0 |  | 0 | 0 |  | A1-B1 |  | FOUNDATION - WALLS | FOUNDATION WALL CONTINUOUS INSULATION
| MINERAL WOOL BOARD |  | R-VALUE:
|  | Mineral wool board - light density – AVERAGE | 0 | m2 | 100% |  |  | 0 |  | 0 | 0 |  |  |  | FOUNDATION - WALLS | FOUNDATION WALL CONTINUOUS INSULATION
|  | Mineral wool board / Rockwool / Comfortboard 80 / R 4.2-inch | 0 | m2 | 100% |  |  | 0 |  | 0 | 0 |  |  |  | FOUNDATION - WALLS | FOUNDATION WALL CONTINUOUS INSULATION
|  | Mineral wool board - heavy density / NAIMA / Owens Corning, Johns Manville, Rolan / R 4.4/inch | 0 | m2 | 100% |  |  | 0 |  | 0 | 0 |  |  |  | FOUNDATION - WALLS | FOUNDATION WALL CONTINUOUS INSULATION
|  | Mineral wool board - light density / NAIMA / Owens Corning, Johns Manville, Rolan / R 3.9/inch | 0 | m2 | 100% |  |  | 0 |  | 0 | 0 |  |  |  | FOUNDATION - WALLS | FOUNDATION WALL CONTINUOUS INSULATION
|  | Mineral wool board / Owens Corning / Thermafiber RainBarrier ci 80 / R 4.2-inch | 0 | m2 | 100% |  |  | 0 |  | 0 | 0 |  |  |  | FOUNDATION - WALLS | FOUNDATION WALL CONTINUOUS INSULATION
|  | Mineral wool board / Owens Corning / Thermafiber RainBarrier ci HC 140 / R 4.2-inch | 0 | m2 | 100% |  |  | 0 |  | 0 | 0 |  |  |  | FOUNDATION - WALLS | FOUNDATION WALL CONTINUOUS INSULATION
|  | Mineral wool board / Owens Corning / Thermafiber RainBarrier ci HC 110 / R 4.3-inch | 0 | m2 | 100% |  |  | 0 |  | 0 | 0 |  |  |  | FOUNDATION - WALLS | FOUNDATION WALL CONTINUOUS INSULATION
|  | Mineral wool board / Rockwool / Cavityrock / R 4.3-inch | 0 | m2 | 100% |  |  | 0 |  | 0 | 0 |  |  |  | FOUNDATION - WALLS | FOUNDATION WALL CONTINUOUS INSULATION
|  | Mineral wool board / Rockwool / Comfortboard 110 / R 4.0-inch | 0 | m2 | 100% |  |  | 0 |  | 0 | 0 |  |  |  | FOUNDATION - WALLS | FOUNDATION WALL CONTINUOUS INSULATION
| WOOD FIBER BOARD |  | R-VALUE:
|  | Wood fiber board - AVERAGE | 0 | m2 | 100% |  |  | 0 |  | 0 | 0 |  |  |  | FOUNDATION - WALLS | FOUNDATION WALL CONTINUOUS INSULATION
|  | Wood fiber board / GUTEX / Multi-Therm / R 3.6/inch, 40-200 mm | 0 | m2 | 100% |  |  | 0 |  | 0 | 0 |  | Expired 2025 |  | FOUNDATION - WALLS | FOUNDATION WALL CONTINUOUS INSULATION
|  | Wood fiber board / North American Fiberboard Association / Includes: MSL, Blue Ridge Fiberboard Inc. / R 2.7/inch | 0 | m2 | 100% |  |  | 0 |  | 0 | 0 |  |  |  | FOUNDATION - WALLS | FOUNDATION WALL CONTINUOUS INSULATION
| CORK BOARD |  | R-VALUE:
|  | Cork board insulation / Amorim / Expanded Insulation Corkboard (ICB) / R3.6-inch, 115 kg/m3 | 0 | m2 | 100% |  |  | 0 |  | 0 | 0 |  |  |  | FOUNDATION - WALLS | FOUNDATION WALL CONTINUOUS INSULATION
| SPRAY FOAM - CLOSED CELL |  | R-VALUE:
|  | Spray polyurethane foam - Closed Cell - HFO gas filled / SPFA / / R 6.6/inch | 0 | m2 | 100% |  |  | 0 |  | 0 | 0 |  |  |  | FOUNDATION - WALLS | FOUNDATION WALL CONTINUOUS INSULATION
|  | Spray polyurethane foam - Closed Cell (HFO) / Huntsman Building Solutions / Heatlok HFO & Heatlok Soya HFO / | 0 | m2 | 100% |  |  | 0 |  | 0 | 0 |  | A1-B1 |  | FOUNDATION - WALLS | FOUNDATION WALL CONTINUOUS INSULATION
| FIBERGLASS BOARD |  | R-VALUE:
|  | Fiberglass board / NAIMA / Includes : Johns Manville, Knauf, Owens Corning, CertainTeed / R-3.2/inch | 0 | m2 | 100% |  |  | 0 |  | 0 | 0 |  |  |  | FOUNDATION - WALLS | FOUNDATION WALL CONTINUOUS INSULATION
INSULATED CONCRETE FORMS (ICF) - EPS FOAM
Step 1: Select ICF size |  | EPS FOAM ICF R-23, 2 Sheets of 2.75" @ R4/in., 15M rebar (6" CONCRETE CORE must be added separately) | 0 | m2 | 100% |  |  | 0 |  | 0 | 0 |  |  |  | FOUNDATION - WALLS | FOUNDATION WALL ICF - EPS FOAM
CONCRETE – 25 MPa or less
Step 2: Select concrete fill option. |  | Concrete - 25 MPa, GU / SRMCA / Can. Sask Avg. / | 0 | m2 | 100% |  |  | 0 |  | 0 | 0 |  |  |  | FOUNDATION - WALLS | FOUNDATION WALL ICF - EPS FOAM
|  | Concrete - 25 MPa, 10% FA, GU / SRMCA / Can. Sask Avg. / | 0 | m2 | 100% |  |  | 0 |  | 0 | 0 |  |  |  | FOUNDATION - WALLS | FOUNDATION WALL ICF - EPS FOAM
|  | Concrete - 25 MPa, 20% FA, GU / SRMCA / Can. Sask Avg. / | 0 | m2 | 100% |  |  | 0 |  | 0 | 0 |  |  |  | FOUNDATION - WALLS | FOUNDATION WALL ICF - EPS FOAM
|  | Concrete - 25 MPa, 30% FA, GU / SRMCA / Can. Sask Avg. / | 0 | m2 | 100% |  |  | 0 |  | 0 | 0 |  |  |  | FOUNDATION - WALLS | FOUNDATION WALL ICF - EPS FOAM
|  | Concrete - 25 MPa, 40% FA, GU / SRMCA / Can. Sask Avg. / | 0 | m2 | 100% |  |  | 0 |  | 0 | 0 |  |  |  | FOUNDATION - WALLS | FOUNDATION WALL ICF - EPS FOAM
|  | #N/A | 0 | m2 | 100% |  |  | #N/A |  | #N/A | 0 |  |  |  | FOUNDATION - WALLS | FOUNDATION WALL ICF - EPS FOAM
|  | #N/A | 0 | m2 | 100% |  |  | #N/A |  | #N/A | 0 |  |  |  | FOUNDATION - WALLS | FOUNDATION WALL ICF - EPS FOAM
CONCRETE – 26-30 MPa
Concrete mix specification makes a big difference in carbon footprint. The mix specifications here can be used to discuss low-carbon mix options with your supplier. |  | Concrete - 30 MPa, GU / SRMCA / Can. Sask Avg. / | 0 | m2 | 100% |  |  | 0 |  | 0 | 0 |  |  |  | FOUNDATION - WALLS | FOUNDATION WALL ICF - EPS FOAM
|  | Concrete - 30 MPa, 10% FA, GU / SRMCA / Can. Sask Avg. / | 0 | m2 | 100% |  |  | 0 |  | 0 | 0 |  |  |  | FOUNDATION - WALLS | FOUNDATION WALL ICF - EPS FOAM
|  | Concrete - 30 MPa, 20% FA, GU / SRMCA / Can. Sask Avg. / | 0 | m2 | 100% |  |  | 0 |  | 0 | 0 |  |  |  | FOUNDATION - WALLS | FOUNDATION WALL ICF - EPS FOAM
|  | Concrete - 30 MPa, 30% FA, GU / SRMCA / Can. Sask Avg. / | 0 | m2 | 100% |  |  | 0 |  | 0 | 0 |  |  |  | FOUNDATION - WALLS | FOUNDATION WALL ICF - EPS FOAM
|  | Concrete - 30 MPa, 40% FA, GU / SRMCA / Can. Sask Avg. / | 0 | m2 | 100% |  |  | 0 |  | 0 | 0 |  |  |  | FOUNDATION - WALLS | FOUNDATION WALL ICF - EPS FOAM
|  | #N/A | 0 | m2 | 100% |  |  | #N/A |  | #N/A | 0 |  |  |  | FOUNDATION - WALLS | FOUNDATION WALL ICF - EPS FOAM
|  | #N/A | 0 | m2 | 100% |  |  | #N/A |  | #N/A | 0 |  |  |  | FOUNDATION - WALLS | FOUNDATION WALL ICF - EPS FOAM
CONCRETE – 31-35 MPa
Concrete mix specification makes a big difference in carbon footprint. The mix specifications here can be used to discuss low-carbon mix options with your supplier. |  | Concrete - 35 MPa, GU / SRMCA / Can. Sask Avg. / | 0 | m2 | 100% |  |  | 0 |  | 0 | 0 |  |  |  | FOUNDATION - WALLS | FOUNDATION WALL ICF - EPS FOAM
|  | Concrete - 35 MPa, 10% FA, GU / SRMCA / Can. Sask Avg. / | 0 | m2 | 100% |  |  | 0 |  | 0 | 0 |  |  |  | FOUNDATION - WALLS | FOUNDATION WALL ICF - EPS FOAM
|  | Concrete - 35 MPa, 20% FA, GU / SRMCA / Can. Sask Avg. / | 0 | m2 | 100% |  |  | 0 |  | 0 | 0 |  |  |  | FOUNDATION - WALLS | FOUNDATION WALL ICF - EPS FOAM
|  | Concrete - 35 MPa, 30% FA, GU / SRMCA / Can. Sask Avg. / | 0 | m2 | 100% |  |  | 0 |  | 0 | 0 |  |  |  | FOUNDATION - WALLS | FOUNDATION WALL ICF - EPS FOAM
|  | Concrete - 35 MPa, 40% FA, GU / SRMCA / Can. Sask Avg. / | 0 | m2 | 100% |  |  | 0 |  | 0 | 0 |  |  |  | FOUNDATION - WALLS | FOUNDATION WALL ICF - EPS FOAM
|  | #N/A | 0 | m2 | 100% |  |  | #N/A |  | #N/A | 0 |  |  |  | FOUNDATION - WALLS | FOUNDATION WALL ICF - EPS FOAM
|  | #N/A | 0 | m2 | 100% |  |  | #N/A |  | #N/A | 0 |  |  |  | FOUNDATION - WALLS | FOUNDATION WALL ICF - EPS FOAM
INSULATED CONCRETE FORMS (ICF) - WOOD CHIP/CEMENT
Step 1: Select ICF size |  | WOOD CHIP CEMENT ICF 12" R-22 with MINERAL WOOL INSERTS, (3 in. @ R4.2/in.), 15M REBAR | 0 | m2 | 100% |  |  | 0 |  | 0 | 0 |  | LCA in Composite |  | FOUNDATION - WALLS | FOUNDATION WALL ICF - WOOD CHIP/CEMENT
|  | WOOD CHIP CEMENT ICF 14" R-28 with MINERAL WOOL INSERTS (5 in. @ R4.2/in.), 15M REBAR | 0 | m2 | 100% |  |  | 0 |  | 0 | 0 |  | LCA in Composite |  | FOUNDATION - WALLS | FOUNDATION WALL ICF - WOOD CHIP/CEMENT
|  | WOOD CHIP CEMENT ICF 12" R-21 with CORK BOARD INSERTS (3 in. @ R4/in.), 15M REBAR | 0 | m2 | 100% |  |  | 0 |  | 0 | 0 |  | LCA in Composite |  | FOUNDATION - WALLS | FOUNDATION WALL ICF - WOOD CHIP/CEMENT
|  | WOOD CHIP CEMENT ICF 14" R-27 with CORK BOARD INSERTS (5 in. @ R4/in.), 15M REBAR | 0 | m2 | 100% |  |  | 0 |  | 0 | 0 |  | LCA in Composite |  | FOUNDATION - WALLS | FOUNDATION WALL ICF - WOOD CHIP/CEMENT
CONCRETE – 25 MPa or less
Step 2: Select concrete fill option for the ICF wall system. The quantity of concrete fill adapts to the form size selected. |  | Concrete - 25 MPa, GU / SRMCA / Can. Sask Avg. / | 0 | m2 | 100% |  |  | 0 |  | 0 | 0 |  |  |  | FOUNDATION - WALLS | FOUNDATION WALL ICF - WOOD CHIP/CEMENT
|  | Concrete - 25 MPa, 10% FA, GU / SRMCA / Can. Sask Avg. / | 0 | m2 | 100% |  |  | 0 |  | 0 | 0 |  |  |  | FOUNDATION - WALLS | FOUNDATION WALL ICF - WOOD CHIP/CEMENT
|  | Concrete - 25 MPa, 20% FA, GU / SRMCA / Can. Sask Avg. / | 0 | m2 | 100% |  |  | 0 |  | 0 | 0 |  |  |  | FOUNDATION - WALLS | FOUNDATION WALL ICF - WOOD CHIP/CEMENT
|  | Concrete - 25 MPa, 30% FA, GU / SRMCA / Can. Sask Avg. / | 0 | m2 | 100% |  |  | 0 |  | 0 | 0 |  |  |  | FOUNDATION - WALLS | FOUNDATION WALL ICF - WOOD CHIP/CEMENT
|  | Concrete - 25 MPa, 40% FA, GU / SRMCA / Can. Sask Avg. / | 0 | m2 | 100% |  |  | 0 |  | 0 | 0 |  |  |  | FOUNDATION - WALLS | FOUNDATION WALL ICF - WOOD CHIP/CEMENT
|  | #N/A | 0 | m2 | 100% |  |  | #N/A |  | #N/A | 0 |  |  |  | FOUNDATION - WALLS | FOUNDATION WALL ICF - WOOD CHIP/CEMENT
|  | #N/A | 0 | m2 | 100% |  |  | #N/A |  | #N/A | 0 |  |  |  | FOUNDATION - WALLS | FOUNDATION WALL ICF - WOOD CHIP/CEMENT
CONCRETE – 26-30 MPa
Concrete mix specification makes a big difference in carbon footprint. The mix specifications here can be used to discuss low-carbon mix options with your supplier. |  | Concrete - 30 MPa, GU / SRMCA / Can. Sask Avg. / | 0 | m2 | 100% |  |  | 0 |  | 0 | 0 |  |  |  | FOUNDATION - WALLS | FOUNDATION WALL ICF - WOOD CHIP/CEMENT
|  | Concrete - 30 MPa, 10% FA, GU / SRMCA / Can. Sask Avg. / | 0 | m2 | 100% |  |  | 0 |  | 0 | 0 |  |  |  | FOUNDATION - WALLS | FOUNDATION WALL ICF - WOOD CHIP/CEMENT
|  | Concrete - 30 MPa, 20% FA, GU / SRMCA / Can. Sask Avg. / | 0 | m2 | 100% |  |  | 0 |  | 0 | 0 |  |  |  | FOUNDATION - WALLS | FOUNDATION WALL ICF - WOOD CHIP/CEMENT
|  | Concrete - 30 MPa, 30% FA, GU / SRMCA / Can. Sask Avg. / | 0 | m2 | 100% |  |  | 0 |  | 0 | 0 |  |  |  | FOUNDATION - WALLS | FOUNDATION WALL ICF - WOOD CHIP/CEMENT
|  | Concrete - 30 MPa, 40% FA, GU / SRMCA / Can. Sask Avg. / | 0 | m2 | 100% |  |  | 0 |  | 0 | 0 |  |  |  | FOUNDATION - WALLS | FOUNDATION WALL ICF - WOOD CHIP/CEMENT
|  | #N/A | 0 | m2 | 100% |  |  | #N/A |  | #N/A | 0 |  |  |  | FOUNDATION - WALLS | FOUNDATION WALL ICF - WOOD CHIP/CEMENT
|  | #N/A | 0 | m2 | 100% |  |  | #N/A |  | #N/A | 0 |  |  |  | FOUNDATION - WALLS | FOUNDATION WALL ICF - WOOD CHIP/CEMENT
CONCRETE – 31-35 MPa
Concrete mix specification makes a big difference in carbon footprint. The mix specifications here can be used to discuss low-carbon mix options with your supplier. |  | Concrete - 35 MPa, GU / SRMCA / Can. Sask Avg. / | 0 | m2 | 100% |  |  | 0 |  | 0 | 0 |  |  |  | FOUNDATION - WALLS | FOUNDATION WALL ICF - WOOD CHIP/CEMENT
|  | Concrete - 35 MPa, 10% FA, GU / SRMCA / Can. Sask Avg. / | 0 | m2 | 100% |  |  | 0 |  | 0 | 0 |  |  |  | FOUNDATION - WALLS | FOUNDATION WALL ICF - WOOD CHIP/CEMENT
|  | Concrete - 35 MPa, 20% FA, GU / SRMCA / Can. Sask Avg. / | 0 | m2 | 100% |  |  | 0 |  | 0 | 0 |  |  |  | FOUNDATION - WALLS | FOUNDATION WALL ICF - WOOD CHIP/CEMENT
|  | Concrete - 35 MPa, 30% FA, GU / SRMCA / Can. Sask Avg. / | 0 | m2 | 100% |  |  | 0 |  | 0 | 0 |  |  |  | FOUNDATION - WALLS | FOUNDATION WALL ICF - WOOD CHIP/CEMENT
|  | Concrete - 35 MPa, 40% FA, GU / SRMCA / Can. Sask Avg. / | 0 | m2 | 100% |  |  | 0 |  | 0 | 0 |  |  |  | FOUNDATION - WALLS | FOUNDATION WALL ICF - WOOD CHIP/CEMENT
|  | #N/A | 0 | m2 | 100% |  |  | #N/A |  | #N/A | 0 |  |  |  | FOUNDATION - WALLS | FOUNDATION WALL ICF - WOOD CHIP/CEMENT
|  | #N/A | 0 | m2 | 100% |  |  | #N/A |  | #N/A | 0 |  |  |  | FOUNDATION - WALLS | FOUNDATION WALL ICF - WOOD CHIP/CEMENT
INTERIOR FRAMING - WOOD |  |  | FRAMING SPACING: |  | in
2x4 WOOD FRAME CONSTRUCTION
|  | Wood - SPF / Canadian Wood Council / British Columbia / | 0 | m2 | 100% |  |  | 0 |  | 0 | 0 |  |  |  | FOUNDATION - WALLS | INTERIOR FOUNDATION WALL FRAMING - WOOD | (2x4)
|  | Wood - SPF / Canadian Wood Council / Alberta / | 0 | m2 | 100% |  |  | 0 |  | 0 | 0 |  |  |  | FOUNDATION - WALLS | INTERIOR FOUNDATION WALL FRAMING - WOOD | (2x4)
|  | Wood - SPF / Canadian Wood Council / Ontario / | 0 | m2 | 100% |  |  | 0 |  | 0 | 0 |  |  |  | FOUNDATION - WALLS | INTERIOR FOUNDATION WALL FRAMING - WOOD | (2x4)
|  | Wood - SPF / Canadian Wood Council / Quebec / | 0 | m2 | 100% |  |  | 0 |  | 0 | 0 |  |  |  | FOUNDATION - WALLS | INTERIOR FOUNDATION WALL FRAMING - WOOD | (2x4)
|  | Wood - SPF / Canadian Wood Council / New Brunswick / | 0 | m2 | 100% |  |  | 0 |  | 0 | 0 |  |  |  | FOUNDATION - WALLS | INTERIOR FOUNDATION WALL FRAMING - WOOD | (2x4)
|  | Wood - SPF / Canadian Wood Council / Atlantic Canada / | 0 | m2 | 100% |  |  | 0 |  | 0 | 0 |  |  |  | FOUNDATION - WALLS | INTERIOR FOUNDATION WALL FRAMING - WOOD | (2x4)
2x6 WOOD FRAME CONSTRUCTION
|  | Wood - SPF / Canadian Wood Council / British Columbia / | 0 | m2 | 100% |  |  | 0 |  | 0 | 0 |  |  |  | FOUNDATION - WALLS | INTERIOR FOUNDATION WALL FRAMING - WOOD | (2x6)
|  | Wood - SPF / Canadian Wood Council / Alberta / | 0 | m2 | 100% |  |  | 0 |  | 0 | 0 |  |  |  | FOUNDATION - WALLS | INTERIOR FOUNDATION WALL FRAMING - WOOD | (2x6)
|  | Wood - SPF / Canadian Wood Council / Ontario / | 0 | m2 | 100% |  |  | 0 |  | 0 | 0 |  |  |  | FOUNDATION - WALLS | INTERIOR FOUNDATION WALL FRAMING - WOOD | (2x6)
|  | Wood - SPF / Canadian Wood Council / Quebec / | 0 | m2 | 100% |  |  | 0 |  | 0 | 0 |  |  |  | FOUNDATION - WALLS | INTERIOR FOUNDATION WALL FRAMING - WOOD | (2x6)
|  | Wood - SPF / Canadian Wood Council / New Brunswick / | 0 | m2 | 100% |  |  | 0 |  | 0 | 0 |  |  |  | FOUNDATION - WALLS | INTERIOR FOUNDATION WALL FRAMING - WOOD | (2x6)
|  | Wood - SPF / Canadian Wood Council / Atlantic Canada / | 0 | m2 | 100% |  |  | 0 |  | 0 | 0 |  |  |  | FOUNDATION - WALLS | INTERIOR FOUNDATION WALL FRAMING - WOOD | (2x6)
2x8 WOOD FRAME CONSTRUCTION
|  | Wood - SPF / Canadian Wood Council / British Columbia / | 0 | m2 | 100% |  |  | 0 |  | 0 | 0 |  |  |  | FOUNDATION - WALLS | INTERIOR FOUNDATION WALL FRAMING - WOOD | (2x8)
|  | Wood - SPF / Canadian Wood Council / Alberta / | 0 | m2 | 100% |  |  | 0 |  | 0 | 0 |  |  |  | FOUNDATION - WALLS | INTERIOR FOUNDATION WALL FRAMING - WOOD | (2x8)
|  | Wood - SPF / Canadian Wood Council / Ontario / | 0 | m2 | 100% |  |  | 0 |  | 0 | 0 |  |  |  | FOUNDATION - WALLS | INTERIOR FOUNDATION WALL FRAMING - WOOD | (2x8)
|  | Wood - SPF / Canadian Wood Council / Quebec / | 0 | m2 | 100% |  |  | 0 |  | 0 | 0 |  |  |  | FOUNDATION - WALLS | INTERIOR FOUNDATION WALL FRAMING - WOOD | (2x8)
|  | Wood - SPF / Canadian Wood Council / New Brunswick / | 0 | m2 | 100% |  |  | 0 |  | 0 | 0 |  |  |  | FOUNDATION - WALLS | INTERIOR FOUNDATION WALL FRAMING - WOOD | (2x8)
|  | Wood - SPF / Canadian Wood Council / Atlantic Canada / | 0 | m2 | 100% |  |  | 0 |  | 0 | 0 |  |  |  | FOUNDATION - WALLS | INTERIOR FOUNDATION WALL FRAMING - WOOD | (2x8)
Double 2x4 WOOD FRAME CONSTRUCTION
|  | Wood - SPF / Canadian Wood Council / British Columbia / | 0 | m2 | 100% |  |  | 0 |  | 0 | 0 |  |  |  | FOUNDATION - WALLS | INTERIOR FOUNDATION WALL FRAMING - WOOD | (Double 2x4)
|  | Wood - SPF / Canadian Wood Council / Alberta / | 0 | m2 | 100% |  |  | 0 |  | 0 | 0 |  |  |  | FOUNDATION - WALLS | INTERIOR FOUNDATION WALL FRAMING - WOOD | (Double 2x4)
|  | Wood - SPF / Canadian Wood Council / Ontario / | 0 | m2 | 100% |  |  | 0 |  | 0 | 0 |  |  |  | FOUNDATION - WALLS | INTERIOR FOUNDATION WALL FRAMING - WOOD | (Double 2x4)
|  | Wood - SPF / Canadian Wood Council / Quebec / | 0 | m2 | 100% |  |  | 0 |  | 0 | 0 |  |  |  | FOUNDATION - WALLS | INTERIOR FOUNDATION WALL FRAMING - WOOD | (Double 2x4)
|  | Wood - SPF / Canadian Wood Council / New Brunswick / | 0 | m2 | 100% |  |  | 0 |  | 0 | 0 |  |  |  | FOUNDATION - WALLS | INTERIOR FOUNDATION WALL FRAMING - WOOD | (Double 2x4)
|  | Wood - SPF / Canadian Wood Council / Atlantic Canada / | 0 | m2 | 100% |  |  | 0 |  | 0 | 0 |  |  |  | FOUNDATION - WALLS | INTERIOR FOUNDATION WALL FRAMING - WOOD | (Double 2x4)
INTERIOR FRAMING - STEEL |  |  | FRAMING SPACING: |  | in
STEEL FRAMING, 2x4
Use % to adjust if heavier gauge steel studs will be used. Framing factor based on 10' wall. |  | Steel studs - Non-loadbearing / ClarkDietrich / / 362-S-125-18, 20EQ gauge, "2x4" | 0 | m2 | 100% |  |  | 0 |  | 0 | 0 |  |  |  | FOUNDATION - WALLS | INTERIOR FOUNDATION WALL FRAMING - STEEL
CAVITY INSULATION |  |  | R-VALUE:
| SPRAY FOAM - CLOSED CELL |  | R-VALUE:
|  | Spray polyurethane foam - Closed Cell - HFO gas filled / SPFA / / R 6.6/inch | 0 | m2 | 100% |  |  | 0 |  | 0 | 0 |  |  |  | FOUNDATION - WALLS | FOUNDATION WALL INSULATION
|  | Spray polyurethane foam - Closed Cell (HFO) / Huntsman Building Solutions / Heatlok HFO & Heatlok Soya HFO / | 0 | m2 | 100% |  |  | 0 |  | 0 | 0 |  | A1-B1 |  | FOUNDATION - WALLS | FOUNDATION WALL INSULATION
| FIBERGLASS BATT |  | R-VALUE:
|  | Fiberglass batt - Foundation Wall Insulation - AVERAGE | 0 | m2 | 100% |  |  | 0 |  | 0 | 0 |  |  |  | FOUNDATION - WALLS | FOUNDATION WALL INSULATION
|  | Fiberglass batt / Johns Manville / Unfaced, ComfortTherm, Cavity-SHIELD, FSK-25 / R 3.4/inch | 0 | m2 | 100% |  |  | 0 |  | 0 | 0 |  |  |  | FOUNDATION - WALLS | FOUNDATION WALL INSULATION
|  | Fiberglass batt / NAIMA / / R 4.4/inch | 0 | m2 | 100% |  |  | 0 |  | 0 | 0 |  |  |  | FOUNDATION - WALLS | FOUNDATION WALL INSULATION
|  | Fiberglass batt & roll / Owens Corning / Unfaced, PINK Next Gen Fiberglas / R 3.6/inch avg. | 0 | m2 | 100% |  |  | 0 |  | 0 | 0 |  |  |  | FOUNDATION - WALLS | FOUNDATION WALL INSULATION
| CELLULOSE INSULATION |  | R-VALUE:
|  | Cellulose - Foundation Wall Insulation - AVERAGE | 0 | m2 | 100% |  |  | 0 |  | 0 | 0 |  |  |  | FOUNDATION - WALLS | FOUNDATION WALL INSULATION
|  | Cellulose - dense pack / / R 3.7/inch / Includes AFT, Applegate, Can-Cell, Cell-Pak, Cleanfiber, Climatizer, Fiberlite, Igloo, ICC, Mason City, Nu-Wool, Soprema, Thermo-Kool | 0 | m2 | 100% |  |  | 0 |  | 0 | 0 |  | Expired 2024 |  | FOUNDATION - WALLS | FOUNDATION WALL INSULATION
|  | Cellulose - batt / CMS / R 3.6/inch / EcoCell | 0 | m2 | 100% |  |  | 0 |  | 0 | 0 |  | Expired 2024 |  | FOUNDATION - WALLS | FOUNDATION WALL INSULATION
|  | Cellulose - spray applied / R 3.75/inch / International Cellulose Corp. / K-13, ThermoCon | 0 | m2 | 100% |  |  | 0 |  | 0 | 0 |  | Expired 2025 |  | FOUNDATION - WALLS | FOUNDATION WALL INSULATION
| MINERAL WOOL BATT |  | R-VALUE: | [12 empty] | FOUNDATION WALL INSULATION
|  | Mineral wool batt - Foundation Wall Insulation - AVERAGE | 0 | m2 | 100% |  |  | 0 |  | 0 | 0 |  |  |  | FOUNDATION - WALLS | FOUNDATION WALL INSULATION
|  | Mineral wool batt / Owens Corning / UltraBatt - Fire and Sound guard Plus R-15, R-30 / R 4.2-inch | 0 | m2 | 100% |  |  | 0 |  | 0 | 0 |  |  |  | FOUNDATION - WALLS | FOUNDATION WALL INSULATION
|  | Mineral wool batt / Owens Corning / UltraBatt - Fire and Sound guard Plus R-23 / R 4.2-inch | 0 | m2 | 100% |  |  | 0 |  | 0 | 0 |  |  |  | FOUNDATION - WALLS | FOUNDATION WALL INSULATION
|  | Mineral wool batt / Owens Corning / UltraBatt - Fire and Sound guard Plus R-24 / R 4.0-inch | 0 | m2 | 100% |  |  | 0 |  | 0 | 0 |  |  |  | FOUNDATION - WALLS | FOUNDATION WALL INSULATION
|  | Mineral wool batt / Rockwool / ComfortBatt R-23 / R 4.2-inch | 0 | m2 | 100% |  |  | 0 |  | 0 | 0 |  |  |  | FOUNDATION - WALLS | FOUNDATION WALL INSULATION
|  | Mineral wool batt / Rockwool / ComfortBatt R-24 (Steel Studs) / R 4.0-inch | 0 | m2 | 100% |  |  | 0 |  | 0 | 0 |  |  |  | FOUNDATION - WALLS | FOUNDATION WALL INSULATION
|  | Mineral wool batt / Rockwool / ComfortBatt R-24 (Wood Studs) / R 4.4-inch | 0 | m2 | 100% |  |  | 0 |  | 0 | 0 |  |  |  | FOUNDATION - WALLS | FOUNDATION WALL INSULATION
| WOOD FIBER BATT |  | R-VALUE: | [12 empty] | FOUNDATION WALL INSULATION
|  | Wood fiber batt / Steico / SteicoFlex / R 3.8/inch | 0 | m2 | 100% |  |  | 0 |  | 0 | 0 |  |  |  | FOUNDATION - WALLS | FOUNDATION WALL INSULATION
| FIBERGLASS BLOWN-IN |  | R-VALUE:
|  | Fiberglass loose fill - AVERAGE | 0 | m2 | 100% |  |  | 0 |  | 0 | 0 |  |  |  | FOUNDATION - WALLS | FOUNDATION WALL INSULATION
|  | Fiberglass loose fill / CertainTeed / InsulSafe, Optima, TruComfort / R 2.6/inch | 0 | m2 | 100% |  |  | 0 |  | 0 | 0 |  | Expired 2024 |  | FOUNDATION - WALLS | FOUNDATION WALL INSULATION
|  | Fiberglass loose fill / Johns Manville / Climate Pro, Attic Protector, JM Spider PLUS (Canada) / R 2.8/inch, Formaldehyde-free | 0 | m2 | 100% |  |  | 0 |  | 0 | 0 |  |  |  | FOUNDATION - WALLS | FOUNDATION WALL INSULATION |  | Note: The height of this row is increased because at some zoom levels, the lines in column C of this row may break to additional lines
|  | Fiberglass loose fill / NAIMA / Includes : CertainTeed, Inc. Saint-Gobin, Johns Manville, Knauf Insulation North America, Owens Corning / R 2.2/inch | 0 | m2 | 100% |  |  | 0 |  | 0 | 0 |  |  |  | FOUNDATION - WALLS | FOUNDATION WALL INSULATION |  | Note: The height of this row is increased because at some zoom levels, the lines in column C of this row may break to additional lines
|  | Fiberglass loose fill / Owens Corning / AttiCat, ProCat, ProPink / R 3.28/inch | 0 | m2 | 100% |  |  | 0 |  | 0 | 0 |  |  |  | FOUNDATION - WALLS | FOUNDATION WALL INSULATION
| OTHER NATURAL FIBER INSULATIONS |  | R-VALUE: | [12 empty] | FOUNDATION WALL INSULATION
|  | Wool batt / Havelock Wool / / R 3.6/inch | 0 | m2 | 100% |  |  | 0 |  | 0 | 0 |  | Expired 2025 |  | FOUNDATION - WALLS | FOUNDATION WALL INSULATION
|  | Wool loose fill / Havelock Wool / / R 4.4/inch | 0 | m2 | 100% |  |  | 0 |  | 0 | 0 |  |  |  | FOUNDATION - WALLS | FOUNDATION WALL INSULATION
|  | Hemp fiber batt / NaturFibre / Hemp Wool / R 3.7/inch | 0 | m2 | 100% |  |  | 0 |  | 0 | 0 |  |  |  | FOUNDATION - WALLS | FOUNDATION WALL INSULATION
| HEMPCRETE INSULATION |  | R-VALUE: | [12 empty] | FOUNDATION WALL INSULATION
|  | Hempcrete - Foundation Wall Insulation - AVERAGE | 0 | m2 | 100% |  |  | 0 |  | 0 | 0 |  |  |  | FOUNDATION - WALLS | FOUNDATION WALL INSULATION
|  | Hempcrete / Cast in-situ / Site mixed / USA / R 2.1/inch, Avg. mix using NHL & PHL | 0 | m2 | 100% |  |  | 0 |  | 0 | 0 |  | Peer-reviewed LCA, 2020 |  | FOUNDATION - WALLS | FOUNDATION WALL INSULATION
|  | Hempcrete / Cast in-situ / Site mixed / Europe / R 2.1/inch, Avg. of 9 mixes | 0 | m2 | 100% |  |  | 0 |  | 0 | 0 |  | Peer-reviewed LCA, 2017 |  | FOUNDATION - WALLS | FOUNDATION WALL INSULATION
|  | Hempcrete / Cast in-situ / IsoHemp / Europe / R 2.1/inch | 0 | m2 | 100% |  |  | 0 |  | 0 | 0 |  |  |  | FOUNDATION - WALLS | FOUNDATION WALL INSULATION
|  | Hempcrete / Cast in-situ / Senini / Bio Beton Jet / 230 kg/m3 / R 2.7/inch | 0 | m2 | 100% |  |  | 0 |  | 0 | 0 |  |  |  | FOUNDATION - WALLS | FOUNDATION WALL INSULATION
|  | Hempcrete block / Isohemp / Hemp Block PAL36EX including mortar / 600 x 300 x 360 mm / R 2/inch | 0 | m2 | 100% |  |  | 0 |  | 0 | 0 |  |  |  | FOUNDATION - WALLS | FOUNDATION WALL INSULATION
|  | Hempcrete block / Senini / Blocco Ambiente / 200 x 500 x 300 mm / 330 kg/m3 / R 2.1/inch | 0 | m2 | 100% |  |  | 0 |  | 0 | 0 |  |  |  | FOUNDATION - WALLS | FOUNDATION WALL INSULATION
|  | Hempcrete dry fill / Senini / Bio Beton Pronto / 190 kg/m3 / R 2.7/inch | 0 | m2 | 100% |  |  | 0 |  | 0 | 0 |  |  |  | FOUNDATION - WALLS | FOUNDATION WALL INSULATION
BARRIERS AND MEMBRANES
SHEET BARRIER
|  | Sheet barrier - AVERAGE | 0 | m2 | 100% |  |  | 0 |  | 0 | 0 |  |  |  | FOUNDATION - WALLS | BARRIERS AND MEMBRANES
|  | Int. Wall & Ceiling Barrier, sheet / Rothoblaas / Vapor In Green 200 / Non-permeable / 0.35 mm | 0 | m2 | 100% |  |  | 0 |  | 0 | 0 |  |  |  | FOUNDATION - WALLS | BARRIERS AND MEMBRANES
|  | Ext. & Int. Wall & Roof Barrier, sheet / Rothoblaas / Clima Control Net 160 / Moisture-variable / 0.5 mm | 0 | m2 | 100% |  |  | 0 |  | 0 | 0 |  |  |  | FOUNDATION - WALLS | BARRIERS AND MEMBRANES
|  | Ext. & Int. Wall & Roof Barrier, sheet / Rothoblaas / Traspir Vapor 225 / Non-permeable / 0.8 mm | 0 | m2 | 100% |  |  | 0 |  | 0 | 0 |  |  |  | FOUNDATION - WALLS | BARRIERS AND MEMBRANES
|  | Ext. Wall barrier, sheet / GCP / Perm-a-Barrier NPS / Non-permeable / 0.46 mm | 0 | m2 | 100% |  |  | 0 |  | 0 | 0 |  |  |  | FOUNDATION - WALLS | BARRIERS AND MEMBRANES
|  | Int. Wall & Ceiling Barrier, sheet / Partel / IZOPERM PLUS / Non-permeable / | 0 | m2 | 100% |  |  | 0 |  | 0 | 0 |  |  |  | FOUNDATION - WALLS | BARRIERS AND MEMBRANES
|  | Int. Wall & Ceiling Barrier, sheet / Partel / VARA PLUS / Moisture-variable / | 0 | m2 | 100% |  |  | 0 |  | 0 | 0 |  |  |  | FOUNDATION - WALLS | BARRIERS AND MEMBRANES
|  | Int. Wall & Ceiling Barrier, sheet / Rothoblaas / Clima Control 80 / Moisture-variable / 0.22 mm | 0 | m2 | 100% |  |  | 0 |  | 0 | 0 |  |  |  | FOUNDATION - WALLS | BARRIERS AND MEMBRANES
|  | Int. Wall & Ceiling Barrier, sheet / Rothoblaas / Vapor in NET 140 / Non-permeable / 0.15 mm | 0 | m2 | 100% |  |  | 0 |  | 0 | 0 |  |  |  | FOUNDATION - WALLS | BARRIERS AND MEMBRANES
|  | Int. Wall & Ceiling Barrier, sheet / SIGA / Majrex 200 / Moisture-variable / | 0 | m2 | 100% |  |  | 0 |  | 0 | 0 |  |  |  | FOUNDATION - WALLS | BARRIERS AND MEMBRANES
|  | Barrier, sheet / / Polyethylene sheet / 10 mil | 0 | m2 | 100% |  |  | 0 |  | 0 | 0 |  |  |  | FOUNDATION - WALLS | BARRIERS AND MEMBRANES
|  | Barrier, sheet / / Polyethylene sheet / 6 mil | 0 | m2 | 100% |  |  | 0 |  | 0 | 0 |  |  |  | FOUNDATION - WALLS | BARRIERS AND MEMBRANES
| LIQUID APPLIED BARRIER | [14 empty] | BARRIERS AND MEMBRANES
|  | Liquid applied barrier - AVERAGE | 0 | m2 | 100% |  |  | 0 |  | 0 | 0 |  |  |  | FOUNDATION - WALLS | BARRIERS AND MEMBRANES
|  | Ext. Wall barrier, liquid applied / GCP / Perm-a-Barrier NPL 10 / Non-permeable / 1 mm | 0 | m2 | 100% |  |  | 0 |  | 0 | 0 |  |  |  | FOUNDATION - WALLS | BARRIERS AND MEMBRANES
|  | Ext. Wall barrier, liquid applied / GCP / Perm-a-Barrier VPL / 20 Perms / 0.64 mm | 0 | m2 | 100% |  |  | 0 |  | 0 | 0 |  |  |  | FOUNDATION - WALLS | BARRIERS AND MEMBRANES
|  | Ext. Wall barrier, liquid applied / GCP / Perm-a-Barrier VPL 50 RS / 13 Perms / 0.51 mm | 0 | m2 | 100% |  |  | 0 |  | 0 | 0 |  |  |  | FOUNDATION - WALLS | BARRIERS AND MEMBRANES
|  | Ext. Waterproofing Barrier, liquid applied / Carlisle / MiraSEAL & MiraTITE / | 0 | m2 | 100% |  |  | 0 |  | 0 | 0 |  |  |  | FOUNDATION - WALLS | BARRIERS AND MEMBRANES
| SELF-ADHERED BARRIER | [14 empty] | BARRIERS AND MEMBRANES
|  | Self-adhered barrier - AVERAGE | 0 | m2 | 100% |  |  | 0 |  | 0 | 0 |  |  |  | FOUNDATION - WALLS | BARRIERS AND MEMBRANES
|  | Ext. Wall Barrier, adhesive / Soprema / Sopraseal Stick 1100 T / Non-permeable / 1.0 mm | 0 | m2 | 100% |  |  | 0 |  | 0 | 0 |  |  |  | FOUNDATION - WALLS | BARRIERS AND MEMBRANES
|  | Ext. Waterproofing Barrier, adhesive / Carlisle / MiraPLY V / | 0 | m2 | 100% |  |  | 0 |  | 0 | 0 |  |  |  | FOUNDATION - WALLS | BARRIERS AND MEMBRANES
INTERIOR WALL CLADDING
DRYWALL 1/2"
|  | Drywall 1/2" - AVERAGE | 0 | m2 | 100% |  |  | 0 |  | 0 | 0 |  |  |  | FOUNDATION - WALLS | INTERIOR FOUNDATION WALL CLADDING
|  | Drywall 1/2" / Pabco / QuietRock / QuietRock 1/2" | 0 | m2 | 100% |  |  | 0 |  | 0 | 0 |  | Expired 2025 |  | FOUNDATION - WALLS | INTERIOR FOUNDATION WALL CLADDING
|  | Drywall 1/2" / National Gypsum / Gold Bond XP Gypsum Board / 1/2" (12.7 mm) | 0 | m2 | 100% |  |  | 0 |  | 0 | 0 |  |  |  | FOUNDATION - WALLS | INTERIOR FOUNDATION WALL CLADDING
DRYWALL 5/8"
|  | Drywall 5/8" - AVERAGE | 0 | m2 | 100% |  |  | 0 |  | 0 | 0 |  |  |  | FOUNDATION - WALLS | INTERIOR FOUNDATION WALL CLADDING
|  | Drywall 5/8" / / Includes American Gypsum, CertainTeed, Continental, Georgia-Pacific, National Gypsum, Pabco, USG, CGC / 5/8" | 0 | m2 | 100% |  |  | 0 |  | 0 | 0 |  | Expired 2025 |  | FOUNDATION - WALLS | INTERIOR FOUNDATION WALL CLADDING
|  | Drywall 5/8" Type X / National Gypsum / Gold Bond XP Fire-Shield Gypsum Board / 5/8'' type X | 0 | m2 | 100% |  |  | 0 |  | 0 | 0 |  |  |  | FOUNDATION - WALLS | INTERIOR FOUNDATION WALL CLADDING
|  | Drywall 5/8" / USG / Sheetrock Brand EcoSmart Firecode X / 5/8'' type X | 0 | m2 | 100% |  |  | 0 |  | 0 | 0 |  |  |  | FOUNDATION - WALLS | INTERIOR FOUNDATION WALL CLADDING
| OTHER CLADDING MATERIALS | [14 empty] | INTERIOR FOUNDATION WALL CLADDING
|  | MgO board 1/2" / North American MgO / MagTech Ultra / 1/2" | 0 | m2 | 100% |  |  | 0 |  | 0 | 0 |  | Expired 2023 |  | FOUNDATION - WALLS | INTERIOR FOUNDATION WALL CLADDING
| 3/4" | Wood - SPF / Canadian Wood Council / British Columbia / | 0 | m2 | 100% |  |  | 0 |  | 0 | 0 |  |  |  | FOUNDATION - WALLS | INTERIOR FOUNDATION WALL CLADDING | (3/4")
| 3/4" | Wood - SPF / Canadian Wood Council / Alberta / | 0 | m2 | 100% |  |  | 0 |  | 0 | 0 |  |  |  | FOUNDATION - WALLS | INTERIOR FOUNDATION WALL CLADDING | (3/4")
| 3/4" | Wood - SPF / Canadian Wood Council / Ontario / | 0 | m2 | 100% |  |  | 0 |  | 0 | 0 |  |  |  | FOUNDATION - WALLS | INTERIOR FOUNDATION WALL CLADDING | (3/4")
| 3/4" | Wood - SPF / Canadian Wood Council / Quebec / | 0 | m2 | 100% |  |  | 0 |  | 0 | 0 |  |  |  | FOUNDATION - WALLS | INTERIOR FOUNDATION WALL CLADDING | (3/4")
| 3/4" | Wood - SPF / Canadian Wood Council / New Brunswick / | 0 | m2 | 100% |  |  | 0 |  | 0 | 0 |  |  |  | FOUNDATION - WALLS | INTERIOR FOUNDATION WALL CLADDING | (3/4")
| 3/4" | Wood - SPF / Canadian Wood Council / Atlantic Canada / | 0 | m2 | 100% |  |  | 0 |  | 0 | 0 |  |  |  | FOUNDATION - WALLS | INTERIOR FOUNDATION WALL CLADDING | (3/4")
|  | Cedar Siding / Western Red Cedar Lumber Assn / / 1 x 6 Boards | 0 | m2 | 100% |  |  | 0 |  | 0 | 0 |  | Expired 2021 |  | FOUNDATION - WALLS | INTERIOR FOUNDATION WALL CLADDING |  | Note: The height of this row is increased because at some zoom levels, the lines in column C of this row may break to additional lines
|  | Plywood / Canadian Wood Council / / 1/2" | 0 | m2 | 100% |  |  | 0 |  | 0 | 0 |  |  |  | FOUNDATION - WALLS | INTERIOR FOUNDATION WALL CLADDING
|  | Clay plaster / Site mixed / / 15 mm | 0 | m2 | 100% |  |  | 0 |  | 0 | 0 |  | Peer-reviewed LCA, 2014 |  | FOUNDATION - WALLS | INTERIOR FOUNDATION WALL CLADDING
|  | Bamboo plywood / Smith & Fong / Plyboo / 1/2" (12.7 mm) | 0 | m2 | 100% |  |  | 0 |  | 0 | 0 |  |  |  | FOUNDATION - WALLS | INTERIOR FOUNDATION WALL CLADDING
|  | Bamboo plywood / Smith & Fong / Plyboo / 3/4" (19 mm) | 0 | m2 | 100% |  |  | 0 |  | 0 | 0 |  |  |  | FOUNDATION - WALLS | INTERIOR FOUNDATION WALL CLADDING
|  | Plywood / British Columbia Average / Includes : West Fraser Mills, Thompson River Veneer Products / 1/2" | 0 | m2 | 100% |  |  | 0 |  | 0 | 0 |  |  |  | FOUNDATION - WALLS | INTERIOR FOUNDATION WALL CLADDING
|  | Plywood / British Columbia Average / Includes : West Fraser Mills, Thompson River Veneer Products / 3/4" | 0 | m2 | 100% |  |  | 0 |  | 0 | 0 |  |  |  | FOUNDATION - WALLS | INTERIOR FOUNDATION WALL CLADDING
|  | Plywood / British Columbia Average / Includes : West Fraser Mills, Thompson River Veneer Products / 5/8" | 0 | m2 | 100% |  |  | 0 |  | 0 | 0 |  |  |  | FOUNDATION - WALLS | INTERIOR FOUNDATION WALL CLADDING
|  | Plywood / Roseburg / Hardwood plywood. Includes: walnut, alder, cherry, mahogany, oak, birch, maple faces / 3/4" | 0 | m2 | 100% |  |  | 0 |  | 0 | 0 |  |  |  | FOUNDATION - WALLS | INTERIOR FOUNDATION WALL CLADDING
|  | Plywood / Roseburg / softwood plywood / 1/2" | 0 | m2 | 100% |  |  | 0 |  | 0 | 0 |  |  |  | FOUNDATION - WALLS | INTERIOR FOUNDATION WALL CLADDING
|  | Plywood / Roseburg / softwood plywood / 3/4" | 0 | m2 | 100% |  |  | 0 |  | 0 | 0 |  |  |  | FOUNDATION - WALLS | INTERIOR FOUNDATION WALL CLADDING
© His Majesty the King in Right of Canada, as represented by the Minister of Natural Resources, 2025
© Sa Majesté le Roi du chef du Canada, représentée par le ministre de Ressources naturelles, 2025
Clear This Sheet Only
Note on I3: Hajir H: As of Jan 2026, this column is archived and the formulas in this column has no use
Note on J3: Hajir H: As of Jan 2026, this column is archived and the formulas in this column has no use

## Structural Elements
SECTION 3 ➜ COMPONENT MATERIALS FOR |  |  | STRUCTURAL ELEMENTS
INSTRUCTIONS: (double-click) The NET kgCO2e EMISSIONS column (Col. I) shows the global warming potential (GWP) of each material based on the information provided. You must specify the R-VALUE, THICKNESS, FRAMING SPACING or any other required information in areas highlighted in YELLOW. Enter "1" in the SELECT column (Col. H) to add each material to your building. The net carbon emissions for the selected material will be highlighted in ORANGE. Use the percentage values cell (Col. G) if necessary to adjust the material quantity present in the building. The carbon footprint of each selection will be added to the section SUBTOTAL (top of Col. M) for this page, and for summary reporting.
CATEGORY |  | MATERIAL | QUANTITY |  | % | SELECT | NET kgCO2e EMISSIONS | SELECTED MATERIAL kgCO2e CONTENT | kgCO2e EMISSIONS | kgCO2 STORAGE | Note | kgCO2e EMISSIONS SUBTOTAL FOR HEAVY STRUCTURE ELEMENTS | kgCO2e STORAGE SUBTOTAL FOR HEAVY STRUCTURE ELEMENTS
[12 empty] | 0 | 0 | Category | Subcategory | Thickness | Notes
HEAVY TIMBER FRAMING
MASS TIMBER
Use % function if multiple types of mass timber will be used. |  | Heavy Timber Framing - AVERAGE | 0 | m3 | 100% |  | 0 |  | 0 | 0 |  |  |  | STRUCTURAL ELEMENTS | MASS TIMBER
|  | Wood - SPF / Canadian Wood Council / British Columbia / | 0 | m3 | 100% |  | 0 |  | 0 | 0 |  |  |  | STRUCTURAL ELEMENTS | MASS TIMBER
|  | Wood - SPF / Canadian Wood Council / Alberta / | 0 | m3 | 100% |  | 0 |  | 0 | 0 |  |  |  | STRUCTURAL ELEMENTS | MASS TIMBER
|  | Wood - SPF / Canadian Wood Council / Ontario / | 0 | m3 | 100% |  | 0 |  | 0 | 0 |  |  |  | STRUCTURAL ELEMENTS | MASS TIMBER
|  | Wood - SPF / Canadian Wood Council / Quebec / | 0 | m3 | 100% |  | 0 |  | 0 | 0 |  |  |  | STRUCTURAL ELEMENTS | MASS TIMBER
|  | Wood - SPF / Canadian Wood Council / New Brunswick / | 0 | m3 | 100% |  | 0 |  | 0 | 0 |  |  |  | STRUCTURAL ELEMENTS | MASS TIMBER
|  | Wood - SPF / Canadian Wood Council / Atlantic Canada / | 0 | m3 | 100% |  | 0 |  | 0 | 0 |  |  |  | STRUCTURAL ELEMENTS | MASS TIMBER
|  | Laminated strand lumber (LSL) / American Wood Council & Canadian Wood Council / / | 0 | m3 | 100% |  | 0 |  | 0 | 0 |  |  |  | STRUCTURAL ELEMENTS | MASS TIMBER
|  | Laminated veneer lumber (LVL) / American Wood Council & Canadian Wood Council / / | 0 | m3 | 100% |  | 0 |  | 0 | 0 |  | Expired 2025 |  | STRUCTURAL ELEMENTS | MASS TIMBER
|  | Glued laminated timber / American Wood Council & Canadian Wood Council / / | 0 | m3 | 100% |  | 0 |  | 0 | 0 |  | Expired 2025 |  | STRUCTURAL ELEMENTS | MASS TIMBER
|  | Glued laminated timber / Structurlam / Glulam Plus / 3-1/2" (90mm) thick | 0 | m3 | 100% |  | 0 |  | 0 | 0 |  | Expired 2025 |  | STRUCTURAL ELEMENTS | MASS TIMBER
|  | Laminated veneer lumber / Roseburg Forest Products / RigidLam LVL / | 0 | m3 | 100% |  | 0 |  | 0 | 0 |  | Expired 2023 |  | STRUCTURAL ELEMENTS | MASS TIMBER
|  | Glued Laminated Timber (Glulam) / Element5 / / Ontario | 0 | m3 | 100% |  | 0 |  | 0 | 0 |  |  |  | STRUCTURAL ELEMENTS | MASS TIMBER
|  | Glued Laminated Timber (Glulam) / Kalesnikoff Lumber Co. / / BC | 0 | m3 | 100% |  | 0 |  | 0 | 0 |  |  |  | STRUCTURAL ELEMENTS | MASS TIMBER
|  | Glued Laminated Timber (Glulam) / Vaagen Timbers / / Colville, WA | 0 | m3 | 100% |  | 0 |  | 0 | 0 |  |  |  | STRUCTURAL ELEMENTS | MASS TIMBER
|  | Glued Laminated Timber (Glulam) / Western Archrib / / Alberta | 0 | m3 | 100% |  | 0 |  | 0 | 0 |  |  |  | STRUCTURAL ELEMENTS | MASS TIMBER
|  | Glued Laminated Timber (Glulam) / Western Archrib / / Manitoba | 0 | m3 | 100% |  | 0 |  | 0 | 0 |  |  |  | STRUCTURAL ELEMENTS | MASS TIMBER
|  | Laminated veneer lumber (LVL) / Boise Cascade / Versa-Lam / | 0 | m3 | 100% |  | 0 |  | 0 | 0 |  |  |  | STRUCTURAL ELEMENTS | MASS TIMBER
|  | Laminated veneer lumber (LVL) / RedBuilt / RedLam LVL / | 0 | m3 | 100% |  | 0 |  | 0 | 0 |  |  |  | STRUCTURAL ELEMENTS | MASS TIMBER
HEAVY STEEL COMPONENTS
STEEL POSTS & BEAMS
Choose steel beam section menu and input linear metres for each component type, as values do not come from User Input Sheet. |  | Steel post / Generic / / 3.5 x 0.216" (89 x 5.5 mm), Sched 40 STD |  | m | 100% |  | 0 |  | 0 | 0 |  | Expired 2021 |  | STRUCTURAL ELEMENTS | HEAVY STEEL COMPONENTS
|  | Steel beam / W150x22 (W6x15) / American Institute of Steel Construction |  | m | 100% |  | 0 |  | 0 | 0 |  |  |  | STRUCTURAL ELEMENTS | HEAVY STEEL COMPONENTS
|  | Steel beam / W200x22 (W8x15) / American Institute of Steel Construction |  | m | 100% |  | 0 |  | 0 | 0 |  |  |  | STRUCTURAL ELEMENTS | HEAVY STEEL COMPONENTS
|  | Steel beam / W200x27 (W8x18) / American Institute of Steel Construction |  | m | 100% |  | 0 |  | 0 | 0 |  |  |  | STRUCTURAL ELEMENTS | HEAVY STEEL COMPONENTS
|  | Steel beam / W200x31 (W8x21) / American Institute of Steel Construction |  | m | 100% |  | 0 |  | 0 | 0 |  |  |  | STRUCTURAL ELEMENTS | HEAVY STEEL COMPONENTS
|  | Steel beam / W250x25 (W10x17) / American Institute of Steel Construction |  | m | 100% |  | 0 |  | 0 | 0 |  |  |  | STRUCTURAL ELEMENTS | HEAVY STEEL COMPONENTS
|  | Steel beam / W250x33 (W10x22) / American Institute of Steel Construction |  | m | 100% |  | 0 |  | 0 | 0 |  |  |  | STRUCTURAL ELEMENTS | HEAVY STEEL COMPONENTS
|  | Steel beam / W250x39 (W10x26) / American Institute of Steel Construction |  | m | 100% |  | 0 |  | 0 | 0 |  |  |  | STRUCTURAL ELEMENTS | HEAVY STEEL COMPONENTS
|  | Steel beam / W310x33 (W12x22) / American Institute of Steel Construction |  | m | 100% |  | 0 |  | 0 | 0 |  |  |  | STRUCTURAL ELEMENTS | HEAVY STEEL COMPONENTS
|  | Steel beam / W310x39 (W12x26) / American Institute of Steel Construction |  | m | 100% |  | 0 |  | 0 | 0 |  |  |  | STRUCTURAL ELEMENTS | HEAVY STEEL COMPONENTS
© His Majesty the King in Right of Canada, as represented by the Minister of Natural Resources, 2025
© Sa Majesté le Roi du chef du Canada, représentée par le ministre de Ressources naturelles, 2025
Clear This Sheet Only
Note on I3: Hajir H: As of Jan 2026, this column is archived and the formulas in this column has no use
Note on J3: Hajir H: As of Jan 2026, this column is archived and the formulas in this column has no use

## Ext. Walls
SECTION 4 ➜ COMPONENT MATERIALS FOR |  |  | EXTERIOR WALLS
INSTRUCTIONS: (double-click) The NET kgCO2e EMISSIONS column (Col. I) shows the global warming potential (GWP) of each material based on the information provided. You must specify the R-VALUE, THICKNESS, FRAMING SPACING or any other required information in areas highlighted in YELLOW. Enter "1" in the SELECT column (Col. H) to add each material to your building. The net carbon emissions for the selected material will be highlighted in ORANGE. Use the percentage values cell (Col. G) if necessary to adjust the material quantity present in the building. The carbon footprint of each selection will be added to the section SUBTOTAL (top of Col. M) for this page, and for summary reporting.
CATEGORY |  | MATERIAL | QUANTITY |  | % | SELECT | NET kgCO2e EMISSIONS | SELECTED MATERIAL kgCO2e CONTENT | kgCO2e EMISSIONS | kgCO2 STORAGE | Note | kgCO2e EMISSIONS SUBTOTAL FOR EXTERIOR WALLS | kgCO2e STORAGE SUBTOTAL FOR EXTERIOR WALLS
[12 empty] | 0 | 0 | Category | Subcategory | Thickness | Notes
WOOD FRAME WALLS |  |  | FRAMING SPACING: |  | in. o/c
2x4 WOOD FRAME CONSTRUCTION
|  | Wood - SPF / Canadian Wood Council / British Columbia / | 0 | m2 | 100% |  | 0 |  | 0 | 0 |  |  |  | EXTERIOR WALLS - STRUCTURE & INSULATION | WOOD FRAME WALLS | (2x4)
|  | Wood - SPF / Canadian Wood Council / Alberta / | 0 | m2 | 100% |  | 0 |  | 0 | 0 |  |  |  | EXTERIOR WALLS - STRUCTURE & INSULATION | WOOD FRAME WALLS | (2x4)
|  | Wood - SPF / Canadian Wood Council / Ontario / | 0 | m2 | 100% |  | 0 |  | 0 | 0 |  |  |  | EXTERIOR WALLS - STRUCTURE & INSULATION | WOOD FRAME WALLS | (2x4)
|  | Wood - SPF / Canadian Wood Council / Quebec / | 0 | m2 | 100% |  | 0 |  | 0 | 0 |  |  |  | EXTERIOR WALLS - STRUCTURE & INSULATION | WOOD FRAME WALLS | (2x4)
|  | Wood - SPF / Canadian Wood Council / New Brunswick / | 0 | m2 | 100% |  | 0 |  | 0 | 0 |  |  |  | EXTERIOR WALLS - STRUCTURE & INSULATION | WOOD FRAME WALLS | (2x4)
|  | Wood - SPF / Canadian Wood Council / Atlantic Canada / | 0 | m2 | 100% |  | 0 |  | 0 | 0 |  |  |  | EXTERIOR WALLS - STRUCTURE & INSULATION | WOOD FRAME WALLS | (2x4)
2x6 WOOD FRAME CONSTRUCTION
|  | Wood - SPF / Canadian Wood Council / British Columbia / | 0 | m2 | 100% |  | 0 |  | 0 | 0 |  |  |  | EXTERIOR WALLS - STRUCTURE & INSULATION | WOOD FRAME WALLS | (2x6)
|  | Wood - SPF / Canadian Wood Council / Alberta / | 0 | m2 | 100% |  | 0 |  | 0 | 0 |  |  |  | EXTERIOR WALLS - STRUCTURE & INSULATION | WOOD FRAME WALLS | (2x6)
|  | Wood - SPF / Canadian Wood Council / Ontario / | 0 | m2 | 100% |  | 0 |  | 0 | 0 |  |  |  | EXTERIOR WALLS - STRUCTURE & INSULATION | WOOD FRAME WALLS | (2x6)
|  | Wood - SPF / Canadian Wood Council / Quebec / | 0 | m2 | 100% |  | 0 |  | 0 | 0 |  |  |  | EXTERIOR WALLS - STRUCTURE & INSULATION | WOOD FRAME WALLS | (2x6)
|  | Wood - SPF / Canadian Wood Council / New Brunswick / | 0 | m2 | 100% |  | 0 |  | 0 | 0 |  |  |  | EXTERIOR WALLS - STRUCTURE & INSULATION | WOOD FRAME WALLS | (2x6)
|  | Wood - SPF / Canadian Wood Council / Atlantic Canada / | 0 | m2 | 100% |  | 0 |  | 0 | 0 |  |  |  | EXTERIOR WALLS - STRUCTURE & INSULATION | WOOD FRAME WALLS | (2x6)
2x8 WOOD FRAME CONSTRUCTION
|  | Wood - SPF / Canadian Wood Council / British Columbia / | 0 | m2 | 100% |  | 0 |  | 0 | 0 |  |  |  | EXTERIOR WALLS - STRUCTURE & INSULATION | WOOD FRAME WALLS | (2x8)
|  | Wood - SPF / Canadian Wood Council / Alberta / | 0 | m2 | 100% |  | 0 |  | 0 | 0 |  |  |  | EXTERIOR WALLS - STRUCTURE & INSULATION | WOOD FRAME WALLS | (2x8)
|  | Wood - SPF / Canadian Wood Council / Ontario / | 0 | m2 | 100% |  | 0 |  | 0 | 0 |  |  |  | EXTERIOR WALLS - STRUCTURE & INSULATION | WOOD FRAME WALLS | (2x8)
|  | Wood - SPF / Canadian Wood Council / Quebec / | 0 | m2 | 100% |  | 0 |  | 0 | 0 |  |  |  | EXTERIOR WALLS - STRUCTURE & INSULATION | WOOD FRAME WALLS | (2x8)
|  | Wood - SPF / Canadian Wood Council / New Brunswick / | 0 | m2 | 100% |  | 0 |  | 0 | 0 |  |  |  | EXTERIOR WALLS - STRUCTURE & INSULATION | WOOD FRAME WALLS | (2x8)
|  | Wood - SPF / Canadian Wood Council / Atlantic Canada / | 0 | m2 | 100% |  | 0 |  | 0 | 0 |  |  |  | EXTERIOR WALLS - STRUCTURE & INSULATION | WOOD FRAME WALLS | (2x8)
Double 2x4 WOOD FRAME CONSTRUCTION
|  | Wood - SPF / Canadian Wood Council / British Columbia / | 0 | m2 | 100% |  | 0 |  | 0 | 0 |  |  |  | EXTERIOR WALLS - STRUCTURE & INSULATION | WOOD FRAME WALLS | (Double 2x4)
|  | Wood - SPF / Canadian Wood Council / Alberta / | 0 | m2 | 100% |  | 0 |  | 0 | 0 |  |  |  | EXTERIOR WALLS - STRUCTURE & INSULATION | WOOD FRAME WALLS | (Double 2x4)
|  | Wood - SPF / Canadian Wood Council / Ontario / | 0 | m2 | 100% |  | 0 |  | 0 | 0 |  |  |  | EXTERIOR WALLS - STRUCTURE & INSULATION | WOOD FRAME WALLS | (Double 2x4)
|  | Wood - SPF / Canadian Wood Council / Quebec / | 0 | m2 | 100% |  | 0 |  | 0 | 0 |  |  |  | EXTERIOR WALLS - STRUCTURE & INSULATION | WOOD FRAME WALLS | (Double 2x4)
|  | Wood - SPF / Canadian Wood Council / New Brunswick / | 0 | m2 | 100% |  | 0 |  | 0 | 0 |  |  |  | EXTERIOR WALLS - STRUCTURE & INSULATION | WOOD FRAME WALLS | (Double 2x4)
|  | Wood - SPF / Canadian Wood Council / Atlantic Canada / | 0 | m2 | 100% |  | 0 |  | 0 | 0 |  |  |  | EXTERIOR WALLS - STRUCTURE & INSULATION | WOOD FRAME WALLS | (Double 2x4)
STEEL FRAME WALLS |  |  | FRAMING SPACING: |  | in. o/c
STEEL FRAMING, 2x6
Use % function to adjust for other gauges of steel studs based on steel mass per unit length ratio. |  | Steel Framing - Load bearing - AVERAGE | 0 | m2 | 100% |  | 0 |  | 0 | 0 |  |  |  | EXTERIOR WALLS - STRUCTURE & INSULATION | STEEL FRAME WALLS
|  | Steel studs - Load bearing / MarinoWARE / Structural stud and track / 600-S-137-54, 16 gauge, "2x6" | 0 | m2 | 100% |  | 0 |  | 0 | 0 |  |  |  | EXTERIOR WALLS - STRUCTURE & INSULATION | STEEL FRAME WALLS
|  | Steel studs - Load bearing / Scafco / / 600-S-137-54, 16 gauge | 0 | m2 | 100% |  | 0 |  | 0 | 0 |  | Expired 2024 |  | EXTERIOR WALLS - STRUCTURE & INSULATION | STEEL FRAME WALLS
|  | Steel studs - Load bearing / ClarkDietrich / / 600-S-137-54, 16 gauge | 0 | m2 | 100% |  | 0 |  | 0 | 0 |  |  |  | EXTERIOR WALLS - STRUCTURE & INSULATION | STEEL FRAME WALLS
WOOD I-BEAM (TJI) FRAMING |  |  | FRAMING SPACING: |  | in. o/c
Does not include any other framing members. To include these, use Wood Frame Construction section above to enter % of wall that is lumber. | 9-1/2" | Wood I joist / Canadian Wood Council / / TJI 230/360 | 0 | m2 | 100% |  | 0 |  | 0 | 0 |  |  |  | EXTERIOR WALLS - STRUCTURE & INSULATION | WOOD I-BEAM (TJI) FRAMED WALLS | (9-1/2")
| 11-7/8" | Wood I joist / Canadian Wood Council / / TJI 230/360 | 0 | m2 | 100% |  | 0 |  | 0 | 0 |  |  |  | EXTERIOR WALLS - STRUCTURE & INSULATION | WOOD I-BEAM (TJI) FRAMED WALLS | (11-7/8")
CROSS LAMINATED TIMBER WALLS - 3-1/2" (90mm)
CROSS LAMINATED TIMBER
|  | Cross Laminated Timber - AVERAGE | 0 | m2 | 100% |  | 0 |  | 0 | 0 |  |  |  | EXTERIOR WALLS - STRUCTURE & INSULATION | CROSS LAMINATED TIMBER WALLS - 3-1/2" (90mm)
Use % function to adjust for other thicknesses of CLT panel. |  | Cross Laminated Timber (CLT) / Structurlam / CrossLam / 3-1/2" (90mm) thick | 0 | m2 | 100% |  | 0 |  | 0 | 0 |  | Expired 2025 |  | EXTERIOR WALLS - STRUCTURE & INSULATION | CROSS LAMINATED TIMBER WALLS - 3-1/2" (90mm)
|  | Dowel Laminated Timber / StructureCraft / DowelLam / 3-1/2" (90mm) thick | 0 | m2 | 100% |  | 0 |  | 0 | 0 |  | Expired 2025 |  | EXTERIOR WALLS - STRUCTURE & INSULATION | CROSS LAMINATED TIMBER WALLS - 3-1/2" (90mm)
CONCRETE MASONRY UNIT WALLS
CMU 8" – HOLLOW, NO GROUT
|  | CMU 8" – hollow, no grout - AVERAGE | 0 | m2 | 100% |  | 0 |  | 0 | 0 |  |  |  | EXTERIOR WALLS - STRUCTURE & INSULATION | MASONRY WALLS
Use % function to adjust for other thicknesses of CMU. If filled, enter fill volume in CONCRETE FILL for CMU WALLS below |  | CMU - Light weight / Brampton Brick (Boehmers) / 8" CarboClave Block / 8 x 8 x 16 | 0 | m2 | 100% |  | 0 |  | 0 | 0 |  |  |  | EXTERIOR WALLS - STRUCTURE & INSULATION | MASONRY WALLS
|  | CMU - Light weight / Canadian Concrete Masonry Producers Assn, East Region / 8" Light weight blocks / 15 MPa, 390 x 190 x 190 mm | 0 | m2 | 100% |  | 0 |  | 0 | 0 |  |  |  | EXTERIOR WALLS - STRUCTURE & INSULATION | MASONRY WALLS
|  | CMU - Light weight / Canadian Concrete Masonry Producers Assn, West Region / 8" Light weight blocks / 15 MPa, 390 x 190 x 190 mm | 0 | m2 | 100% |  | 0 |  | 0 | 0 |  |  |  | EXTERIOR WALLS - STRUCTURE & INSULATION | MASONRY WALLS
|  | CMU - Normal weight / Brampton Brick (Boehmers) / 8" CarboClave Block / 8 x 8 x 16 | 0 | m2 | 100% |  | 0 |  | 0 | 0 |  |  |  | EXTERIOR WALLS - STRUCTURE & INSULATION | MASONRY WALLS
|  | CMU - Normal weight / Canadian Concrete Masonry Producers Assn, East Region / 8" Normal weight blocks / 15 MPa, 390 x 190 x 190 mm | 0 | m2 | 100% |  | 0 |  | 0 | 0 |  |  |  | EXTERIOR WALLS - STRUCTURE & INSULATION | MASONRY WALLS
|  | CMU - Normal weight / Canadian Concrete Masonry Producers Assn, West Region / 8" Normal weight blocks / 15 MPa, 390 x 190 x 190 mm | 0 | m2 | 100% |  | 0 |  | 0 | 0 |  |  |  | EXTERIOR WALLS - STRUCTURE & INSULATION | MASONRY WALLS
CONCRETE FILL for CMU WALLS |  |  | CONCRETE VOLUME |  | m3
CONCRETE – 25 MPa or less
Calculate the total concrete fill volume required for the CMU Wall area entered above. |  | Concrete - 25 MPa, GU / SRMCA / Can. Sask Avg. / | 0 | m3 | 100% |  | 0 |  | 0 | 0 |  |  |  | EXTERIOR WALLS - STRUCTURE & INSULATION | CMU WALL CONCRETE FILL
|  | Concrete - 25 MPa, 10% FA, GU / SRMCA / Can. Sask Avg. / | 0 | m3 | 100% |  | 0 |  | 0 | 0 |  |  |  | EXTERIOR WALLS - STRUCTURE & INSULATION | CMU WALL CONCRETE FILL
|  | Concrete - 25 MPa, 20% FA, GU / SRMCA / Can. Sask Avg. / | 0 | m3 | 100% |  | 0 |  | 0 | 0 |  |  |  | EXTERIOR WALLS - STRUCTURE & INSULATION | CMU WALL CONCRETE FILL
|  | Concrete - 25 MPa, 30% FA, GU / SRMCA / Can. Sask Avg. / | 0 | m3 | 100% |  | 0 |  | 0 | 0 |  |  |  | EXTERIOR WALLS - STRUCTURE & INSULATION | CMU WALL CONCRETE FILL
|  | Concrete - 25 MPa, 40% FA, GU / SRMCA / Can. Sask Avg. / | 0 | m3 | 100% |  | 0 |  | 0 | 0 |  |  |  | EXTERIOR WALLS - STRUCTURE & INSULATION | CMU WALL CONCRETE FILL
|  | #N/A | 0 | m3 | 100% |  | #N/A |  | #N/A | 0 |  |  |  | EXTERIOR WALLS - STRUCTURE & INSULATION | CMU WALL CONCRETE FILL
|  | #N/A | 0 | m3 | 100% |  | #N/A |  | #N/A | 0 |  |  |  | EXTERIOR WALLS - STRUCTURE & INSULATION | CMU WALL CONCRETE FILL
CONCRETE – 26-30 MPa
Calculate the total concrete fill volume required for the CMU Wall area entered above. |  | Concrete - 30 MPa, GU / SRMCA / Can. Sask Avg. / | 0 | m3 | 100% |  | 0 |  | 0 | 0 |  |  |  | EXTERIOR WALLS - STRUCTURE & INSULATION | CMU WALL CONCRETE FILL
|  | Concrete - 30 MPa, 10% FA, GU / SRMCA / Can. Sask Avg. / | 0 | m3 | 100% |  | 0 |  | 0 | 0 |  |  |  | EXTERIOR WALLS - STRUCTURE & INSULATION | CMU WALL CONCRETE FILL
|  | Concrete - 30 MPa, 20% FA, GU / SRMCA / Can. Sask Avg. / | 0 | m3 | 100% |  | 0 |  | 0 | 0 |  |  |  | EXTERIOR WALLS - STRUCTURE & INSULATION | CMU WALL CONCRETE FILL
|  | Concrete - 30 MPa, 30% FA, GU / SRMCA / Can. Sask Avg. / | 0 | m3 | 100% |  | 0 |  | 0 | 0 |  |  |  | EXTERIOR WALLS - STRUCTURE & INSULATION | CMU WALL CONCRETE FILL
|  | Concrete - 30 MPa, 40% FA, GU / SRMCA / Can. Sask Avg. / | 0 | m3 | 100% |  | 0 |  | 0 | 0 |  |  |  | EXTERIOR WALLS - STRUCTURE & INSULATION | CMU WALL CONCRETE FILL
|  | #N/A | 0 | m3 | 100% |  | #N/A |  | #N/A | 0 |  |  |  | EXTERIOR WALLS - STRUCTURE & INSULATION | CMU WALL CONCRETE FILL
|  | #N/A | 0 | m3 | 100% |  | #N/A |  | #N/A | 0 |  |  |  | EXTERIOR WALLS - STRUCTURE & INSULATION | CMU WALL CONCRETE FILL
STRUCTURAL SHEATHING
ORIENTED STRAND BOARD
|  | OSB sheathing / Canadian Wood Council -Eastern / / 1/2" | 0 | m2 | 100% |  | 0 |  | 0 | 0 |  |  |  | EXTERIOR WALLS - STRUCTURE & INSULATION | STRUCTURAL SHEATHING
|  | OSB sheathing / Canadian Wood Council -Western / / 1/2" | 0 | m2 | 100% |  | 0 |  | 0 | 0 |  |  |  | EXTERIOR WALLS - STRUCTURE & INSULATION | STRUCTURAL SHEATHING
|  | OSB sheathing / Canadian Wood Council -Eastern / / 5/8" | 0 | m2 | 100% |  | 0 |  | 0 | 0 |  |  |  | EXTERIOR WALLS - STRUCTURE & INSULATION | STRUCTURAL SHEATHING
|  | OSB sheathing / Canadian Wood Council -Western / / 5/8" | 0 | m2 | 100% |  | 0 |  | 0 | 0 |  |  |  | EXTERIOR WALLS - STRUCTURE & INSULATION | STRUCTURAL SHEATHING
|  | OSB sheathing & barrier / Huber / ZIP System - Wall and Roof Sheathing / 7/16" | 0 | m2 | 100% |  | 0 |  | 0 | 0 |  | Expired 2025 |  | EXTERIOR WALLS - STRUCTURE & INSULATION | STRUCTURAL SHEATHING
|  | OSB sheathing / Huber / AdvanTech / 1/2" Sheathing | 0 | m2 | 100% |  | 0 |  | 0 | 0 |  | Expired 2025 |  | EXTERIOR WALLS - STRUCTURE & INSULATION | STRUCTURAL SHEATHING
|  | OSB sheathing / LP / FlameBlock® Fire-Rated / 7/16", coated 1 side | 0 | m2 | 100% |  | 0 |  | 0 | 0 |  |  |  | EXTERIOR WALLS - STRUCTURE & INSULATION | STRUCTURAL SHEATHING
|  | OSB sheathing / LP / LP® TopNotch® 350 / 7/16" | 0 | m2 | 100% |  | 0 |  | 0 | 0 |  |  |  | EXTERIOR WALLS - STRUCTURE & INSULATION | STRUCTURAL SHEATHING
OSB SHEATHING & BARRIER SYSTEM
|  | OSB sheathing & barrier / Huber / ZIP System - Wall and Roof Sheathing / 1/2" | 0 | m2 | 100% |  | 0 |  | 0 | 0 |  |  |  | EXTERIOR WALLS - STRUCTURE & INSULATION | STRUCTURAL SHEATHING
|  | OSB sheathing & barrier / Huber / ZIP System - Wall and Roof Sheathing / 5/8" | 0 | m2 | 100% |  | 0 |  | 0 | 0 |  |  |  | EXTERIOR WALLS - STRUCTURE & INSULATION | STRUCTURAL SHEATHING
|  | OSB sheathing & barrier / LP / WeatherLogic® Air & Water Barrier / 1/2" | 0 | m2 | 100% |  | 0 |  | 0 | 0 |  |  |  | EXTERIOR WALLS - STRUCTURE & INSULATION | STRUCTURAL SHEATHING
|  | OSB sheathing & barrier / LP / WeatherLogic® Air & Water Barrier / 7/16" | 0 | m2 | 100% |  | 0 |  | 0 | 0 |  |  |  | EXTERIOR WALLS - STRUCTURE & INSULATION | STRUCTURAL SHEATHING
PLYWOOD
|  | Plywood / Canadian Wood Council / / 1/2" | 0 | m2 | 100% |  | 0 |  | 0 | 0 |  |  |  | EXTERIOR WALLS - STRUCTURE & INSULATION | STRUCTURAL SHEATHING
|  | Plywood / Canadian Wood Council / / 5/8" | 0 | m2 | 100% |  | 0 |  | 0 | 0 |  |  |  | EXTERIOR WALLS - STRUCTURE & INSULATION | STRUCTURAL SHEATHING
|  | Plywood / Canadian Wood Council / / 3/4" | 0 | m2 | 100% |  | 0 |  | 0 | 0 |  |  |  | EXTERIOR WALLS - STRUCTURE & INSULATION | STRUCTURAL SHEATHING
|  | Plywood / British Columbia Average / Includes : West Fraser Mills, Thompson River Veneer Products / 1/2" | 0 | m2 | 100% |  | 0 |  | 0 | 0 |  |  |  | EXTERIOR WALLS - STRUCTURE & INSULATION | STRUCTURAL SHEATHING
|  | Plywood / British Columbia Average / Includes : West Fraser Mills, Thompson River Veneer Products / 3/4" | 0 | m2 | 100% |  | 0 |  | 0 | 0 |  |  |  | EXTERIOR WALLS - STRUCTURE & INSULATION | STRUCTURAL SHEATHING
|  | Plywood / British Columbia Average / Includes : West Fraser Mills, Thompson River Veneer Products / 5/8" | 0 | m2 | 100% |  | 0 |  | 0 | 0 |  |  |  | EXTERIOR WALLS - STRUCTURE & INSULATION | STRUCTURAL SHEATHING
|  | Plywood / Roseburg / Hardwood plywood. Includes: walnut, alder, cherry, mahogany, oak, birch, maple faces / 3/4" | 0 | m2 | 100% |  | 0 |  | 0 | 0 |  |  |  | EXTERIOR WALLS - STRUCTURE & INSULATION | STRUCTURAL SHEATHING
|  | Plywood / Roseburg / softwood plywood / 1/2" | 0 | m2 | 100% |  | 0 |  | 0 | 0 |  |  |  | EXTERIOR WALLS - STRUCTURE & INSULATION | STRUCTURAL SHEATHING
|  | Plywood / Roseburg / softwood plywood / 3/4" | 0 | m2 | 100% |  | 0 |  | 0 | 0 |  |  |  | EXTERIOR WALLS - STRUCTURE & INSULATION | STRUCTURAL SHEATHING
GYPSUM STRUCTURAL SHEATHING
|  | Gypsum panels - glass mat / USG / Securock ExoAir 430 / 1/2" | 0 | m2 | 100% |  | 0 |  | 0 | 0 |  | Expired 2024 |  | EXTERIOR WALLS - STRUCTURE & INSULATION | STRUCTURAL SHEATHING
|  | Gypsum panels - glass mat / CertainTeed / GlasRoc Sheathing gypsum board / 5/8" | 0 | m2 | 100% |  | 0 |  | 0 | 0 |  |  |  | EXTERIOR WALLS - STRUCTURE & INSULATION | STRUCTURAL SHEATHING
|  | Gypsum panels - glass mat / Georgia-Pacific / DensGlass Sheathing / 1/2" | 0 | m2 | 100% |  | 0 |  | 0 | 0 |  |  |  | EXTERIOR WALLS - STRUCTURE & INSULATION | STRUCTURAL SHEATHING
|  | Gypsum panels - glass mat / Georgia-Pacific / DensGlass Sheathing / 5/8" | 0 | m2 | 100% |  | 0 |  | 0 | 0 |  |  |  | EXTERIOR WALLS - STRUCTURE & INSULATION | STRUCTURAL SHEATHING
|  | Gypsum panels - glass mat / Gypsum Association / North American Industry Average / 1/2" | 0 | m2 | 100% |  | 0 |  | 0 | 0 |  |  |  | EXTERIOR WALLS - STRUCTURE & INSULATION | STRUCTURAL SHEATHING
|  | Gypsum panels - glass mat / Gypsum Association / North American Industry Average / 5/8" Type X | 0 | m2 | 100% |  | 0 |  | 0 | 0 |  |  |  | EXTERIOR WALLS - STRUCTURE & INSULATION | STRUCTURAL SHEATHING
CEMENT BOARD
|  | Cement board 1/2" / USG / Durock (132) / 1/2" (12.7 mm) | 0 | m2 | 100% |  | 0 |  | 0 | 0 |  | Expired 2025 |  | EXTERIOR WALLS - STRUCTURE & INSULATION | STRUCTURAL SHEATHING
|  | Cement board 1/2" / USG / Durock (133) / 1/2" (12.7 mm) | 0 | m2 | 100% |  | 0 |  | 0 | 0 |  | Expired 2025 |  | EXTERIOR WALLS - STRUCTURE & INSULATION | STRUCTURAL SHEATHING
BARRIERS AND MEMBRANES
SHEET BARRIER PERMEABLE
|  | Sheet barrier permeable - AVERAGE | 0 | m2 | 100% |  | 0 |  | 0 | 0 |  |  |  | EXTERIOR WALLS - STRUCTURE & INSULATION | BARRIERS AND MEMBRANES
|  | Ext. & Int. Wall & Roof Barrier, sheet / Rothoblaas / Traspir EVO 160 / 12.3 Perms / 0.5 mm | 0 | m2 | 100% |  | 0 |  | 0 | 0 |  |  |  | EXTERIOR WALLS - STRUCTURE & INSULATION | BARRIERS AND MEMBRANES
|  | Ext. & Int. Wall Barrier, sheet / Rothoblaas / Traspir 110 / 101 Perms / 0.4 mm | 0 | m2 | 100% |  | 0 |  | 0 | 0 |  |  |  | EXTERIOR WALLS - STRUCTURE & INSULATION | BARRIERS AND MEMBRANES
|  | Ext. & Int. Wall Barrier, sheet / Rothoblaas / Traspir EVO UV 210 / 41.7 Perms / 0.3 mm | 0 | m2 | 100% |  | 0 |  | 0 | 0 |  |  |  | EXTERIOR WALLS - STRUCTURE & INSULATION | BARRIERS AND MEMBRANES
|  | Ext. Roof Barrier, sheet / Rothoblaas / Traspir Weld EVO 360 / 17.5 Perms / 1.0 mm | 0 | m2 | 100% |  | 0 |  | 0 | 0 |  |  |  | EXTERIOR WALLS - STRUCTURE & INSULATION | BARRIERS AND MEMBRANES
|  | Ext. Wall & Roof Barrier, sheet / Dupont / Tyvek Monolayer 60 / Permeable / | 0 | m2 | 100% |  | 0 |  | 0 | 0 |  |  |  | EXTERIOR WALLS - STRUCTURE & INSULATION | BARRIERS AND MEMBRANES
|  | Ext. Wall & Roof Barrier, sheet / Partel / Exoperm Mono 150 / Permeable / | 0 | m2 | 100% |  | 0 |  | 0 | 0 |  |  |  | EXTERIOR WALLS - STRUCTURE & INSULATION | BARRIERS AND MEMBRANES
| SHEET BARRIER MOISTURE-VARIABLE | [13 empty] | BARRIERS AND MEMBRANES
|  | Sheet barrier moisture-variable - AVERAGE | 0 | m2 | 100% |  | 0 |  | 0 | 0 |  |  |  | EXTERIOR WALLS - STRUCTURE & INSULATION | BARRIERS AND MEMBRANES
|  | Ext. & Int. Wall & Roof Barrier, sheet / Rothoblaas / Clima Control Net 160 / Moisture-variable / 0.5 mm | 0 | m2 | 100% |  | 0 |  | 0 | 0 |  |  |  | EXTERIOR WALLS - STRUCTURE & INSULATION | BARRIERS AND MEMBRANES
|  | Int. Wall & Ceiling Barrier, sheet / Partel / VARA PLUS / Moisture-variable / | 0 | m2 | 100% |  | 0 |  | 0 | 0 |  |  |  | EXTERIOR WALLS - STRUCTURE & INSULATION | BARRIERS AND MEMBRANES
|  | Int. Wall & Ceiling Barrier, sheet / Rothoblaas / Clima Control 80 / Moisture-variable / 0.22 mm | 0 | m2 | 100% |  | 0 |  | 0 | 0 |  |  |  | EXTERIOR WALLS - STRUCTURE & INSULATION | BARRIERS AND MEMBRANES
|  | Int. Wall & Ceiling Barrier, sheet / SIGA / Majrex 200 / Moisture-variable / | 0 | m2 | 100% |  | 0 |  | 0 | 0 |  |  |  | EXTERIOR WALLS - STRUCTURE & INSULATION | BARRIERS AND MEMBRANES
| SHEET BARRIER NON-PERMEABLE | [13 empty] | BARRIERS AND MEMBRANES
|  | Sheet barrier non-permeable - AVERAGE | 0 | m2 | 100% |  | 0 |  | 0 | 0 |  |  |  | EXTERIOR WALLS - STRUCTURE & INSULATION | BARRIERS AND MEMBRANES
|  | Int. Wall & Ceiling Barrier, sheet / Rothoblaas / Vapor In Green 200 / Non-permeable / 0.35 mm | 0 | m2 | 100% |  | 0 |  | 0 | 0 |  |  |  | EXTERIOR WALLS - STRUCTURE & INSULATION | BARRIERS AND MEMBRANES
|  | Ext. & Int. Wall & Roof Barrier, sheet / Rothoblaas / Traspir Vapor 225 / Non-permeable / 0.8 mm | 0 | m2 | 100% |  | 0 |  | 0 | 0 |  |  |  | EXTERIOR WALLS - STRUCTURE & INSULATION | BARRIERS AND MEMBRANES
|  | Ext. Wall barrier, sheet / GCP / Perm-a-Barrier NPS / Non-permeable / 0.46 mm | 0 | m2 | 100% |  | 0 |  | 0 | 0 |  |  |  | EXTERIOR WALLS - STRUCTURE & INSULATION | BARRIERS AND MEMBRANES
|  | Int. Wall & Ceiling Barrier, sheet / Partel / IZOPERM PLUS / Non-permeable / | 0 | m2 | 100% |  | 0 |  | 0 | 0 |  |  |  | EXTERIOR WALLS - STRUCTURE & INSULATION | BARRIERS AND MEMBRANES
|  | Int. Wall & Ceiling Barrier, sheet / Rothoblaas / Vapor in NET 140 / Non-permeable / 0.15 mm | 0 | m2 | 100% |  | 0 |  | 0 | 0 |  |  |  | EXTERIOR WALLS - STRUCTURE & INSULATION | BARRIERS AND MEMBRANES
|  | Barrier, sheet / / Polyethylene sheet / 10 mil | 0 | m2 | 100% |  | 0 |  | 0 | 0 |  |  |  | EXTERIOR WALLS - STRUCTURE & INSULATION | BARRIERS AND MEMBRANES
|  | Barrier, sheet / / Polyethylene sheet / 6 mil | 0 | m2 | 100% |  | 0 |  | 0 | 0 |  |  |  | EXTERIOR WALLS - STRUCTURE & INSULATION | BARRIERS AND MEMBRANES
| LIQUID APPLIED BARRIER | [13 empty] | BARRIERS AND MEMBRANES
|  | Liquid applied barrier - AVERAGE | 0 | m2 | 100% |  | 0 |  | 0 | 0 |  |  |  | EXTERIOR WALLS - STRUCTURE & INSULATION | BARRIERS AND MEMBRANES
|  | Ext. Wall & Roof Barrier, liquid applied / Carlisle / Barrithane VP / 11.1 Perms / 40 mils | 0 | m2 | 100% |  | 0 |  | 0 | 0 |  |  |  | EXTERIOR WALLS - STRUCTURE & INSULATION | BARRIERS AND MEMBRANES
|  | Ext. Wall barrier, liquid applied / GCP / Perm-a-Barrier NPL 10 / Non-permeable / 1 mm | 0 | m2 | 100% |  | 0 |  | 0 | 0 |  |  |  | EXTERIOR WALLS - STRUCTURE & INSULATION | BARRIERS AND MEMBRANES
|  | Ext. Wall barrier, liquid applied / GCP / Perm-a-Barrier VPL / 20 Perms / 0.64 mm | 0 | m2 | 100% |  | 0 |  | 0 | 0 |  |  |  | EXTERIOR WALLS - STRUCTURE & INSULATION | BARRIERS AND MEMBRANES
|  | Ext. Wall barrier, liquid applied / GCP / Perm-a-Barrier VPL 50 RS / 13 Perms / 0.51 mm | 0 | m2 | 100% |  | 0 |  | 0 | 0 |  |  |  | EXTERIOR WALLS - STRUCTURE & INSULATION | BARRIERS AND MEMBRANES
|  | Ext. Wall Barrier, liquid applied / Soprema / Sopraseal LM 200 S / 0.6 Perm / | 0 | m2 | 100% |  | 0 |  | 0 | 0 |  |  |  | EXTERIOR WALLS - STRUCTURE & INSULATION | BARRIERS AND MEMBRANES
|  | Ext. Wall Barrier, liquid applied / Soprema / SOPRASEAL LM 204 VP / 10-17 Perms / 0.6 mm | 0 | m2 | 100% |  | 0 |  | 0 | 0 |  |  |  | EXTERIOR WALLS - STRUCTURE & INSULATION | BARRIERS AND MEMBRANES
|  | Ext. Waterproofing Barrier, liquid applied / Carlisle / MiraSEAL & MiraTITE / | 0 | m2 | 100% |  | 0 |  | 0 | 0 |  |  |  | EXTERIOR WALLS - STRUCTURE & INSULATION | BARRIERS AND MEMBRANES
| SELF-ADHERED BARRIER | [13 empty] | BARRIERS AND MEMBRANES
|  | Self-adhered barrier - AVERAGE | 0 | m2 | 100% |  | 0 |  | 0 | 0 |  |  |  | EXTERIOR WALLS - STRUCTURE & INSULATION | BARRIERS AND MEMBRANES
|  | Ext. Wall & Roof Barrier, adhesive / Partel / Exoperm Mono SA 250 / Permeable / | 0 | m2 | 100% |  | 0 |  | 0 | 0 |  |  |  | EXTERIOR WALLS - STRUCTURE & INSULATION | BARRIERS AND MEMBRANES
|  | Ext. Wall barrier, adhesive / GCP / Perm-a-Barrier / Non-permeable / 1 mm | 0 | m2 | 100% |  | 0 |  | 0 | 0 |  |  |  | EXTERIOR WALLS - STRUCTURE & INSULATION | BARRIERS AND MEMBRANES
|  | Ext. Wall Barrier, adhesive / Soprema / Sopraseal Stick 1100 T / Non-permeable / 1.0 mm | 0 | m2 | 100% |  | 0 |  | 0 | 0 |  |  |  | EXTERIOR WALLS - STRUCTURE & INSULATION | BARRIERS AND MEMBRANES
|  | Ext. Wall Barrier, adhesive / Soprema / Sopraseal Stick VP / 11-17 Perms / 0.6 mm | 0 | m2 | 100% |  | 0 |  | 0 | 0 |  |  |  | EXTERIOR WALLS - STRUCTURE & INSULATION | BARRIERS AND MEMBRANES
|  | Ext. Wall Barrier, adhesive / Soprema / Soprasolin HD / Non-permeable / 1.0 mm | 0 | m2 | 100% |  | 0 |  | 0 | 0 |  |  |  | EXTERIOR WALLS - STRUCTURE & INSULATION | BARRIERS AND MEMBRANES
|  | Ext. Wall Barrier, adhesive / Soprema / SOPRAVAP'R / Non-permeable / 0.8 mm | 0 | m2 | 100% |  | 0 |  | 0 | 0 |  |  |  | EXTERIOR WALLS - STRUCTURE & INSULATION | BARRIERS AND MEMBRANES
|  | Ext. Waterproofing Barrier, adhesive / Carlisle / MiraPLY V / | 0 | m2 | 100% |  | 0 |  | 0 | 0 |  |  |  | EXTERIOR WALLS - STRUCTURE & INSULATION | BARRIERS AND MEMBRANES
CAVITY INSULATION |  |  | R-VALUE:
| FIBERGLASS BATT |  | R-VALUE:
|  | Fiberglass batt - AVERAGE | 0 | m2 | 100% |  | 0 |  | 0 | 0 |  |  |  | EXTERIOR WALLS - STRUCTURE & INSULATION | CAVITY INSULATION
|  | Fiberglass batt / Johns Manville / Unfaced, ComfortTherm, Cavity-SHIELD, FSK-25 / R 3.4/inch | 0 | m2 | 100% |  | 0 |  | 0 | 0 |  |  |  | EXTERIOR WALLS - STRUCTURE & INSULATION | CAVITY INSULATION
|  | Fiberglass batt / NAIMA / / R 4.4/inch | 0 | m2 | 100% |  | 0 |  | 0 | 0 |  |  |  | EXTERIOR WALLS - STRUCTURE & INSULATION | CAVITY INSULATION
|  | Fiberglass batt & roll / Owens Corning / Unfaced, PINK Next Gen Fiberglas / R 3.6/inch avg. | 0 | m2 | 100% |  | 0 |  | 0 | 0 |  |  |  | EXTERIOR WALLS - STRUCTURE & INSULATION | CAVITY INSULATION
| FIBERGLASS BLOWN-IN |  | R-VALUE:
|  | Fiberglass loose fill - AVERAGE | 0 | m2 | 100% |  | 0 |  | 0 | 0 |  |  |  | EXTERIOR WALLS - STRUCTURE & INSULATION | CAVITY INSULATION
|  | Fiberglass loose fill / CertainTeed / InsulSafe, Optima, TruComfort / R 2.6/inch | 0 | m2 | 100% |  | 0 |  | 0 | 0 |  | Expired 2024 |  | EXTERIOR WALLS - STRUCTURE & INSULATION | CAVITY INSULATION
|  | Fiberglass loose fill / Johns Manville / Climate Pro, Attic Protector, JM Spider PLUS (Canada) / R 2.8/inch, Formaldehyde-free | 0 | m2 | 100% |  | 0 |  | 0 | 0 |  |  |  | EXTERIOR WALLS - STRUCTURE & INSULATION | CAVITY INSULATION |  | Note: The height of this row is increased because at some zoom levels, the lines in column C of this row may break to additional lines
|  | Fiberglass loose fill / NAIMA / Includes : CertainTeed, Inc. Saint-Gobin, Johns Manville, Knauf Insulation North America, Owens Corning / R 2.2/inch | 0 | m2 | 100% |  | 0 |  | 0 | 0 |  |  |  | EXTERIOR WALLS - STRUCTURE & INSULATION | CAVITY INSULATION |  | Note: The height of this row is increased because at some zoom levels, the lines in column C of this row may break to additional lines
|  | Fiberglass loose fill / Owens Corning / AttiCat, ProCat, ProPink / R 3.28/inch | 0 | m2 | 100% |  | 0 |  | 0 | 0 |  |  |  | EXTERIOR WALLS - STRUCTURE & INSULATION | CAVITY INSULATION
| MINERAL WOOL BATT |  | R-VALUE:
|  | Mineral wool batt / Owens Corning / UltraBatt - Fire and Sound guard Plus R-15, R-30 / R 4.2-inch | 0 | m2 | 100% |  | 0 |  | 0 | 0 |  |  |  | EXTERIOR WALLS - STRUCTURE & INSULATION | CAVITY INSULATION
|  | Mineral wool batt / Owens Corning / UltraBatt - Fire and Sound guard Plus R-23 / R 4.2-inch | 0 | m2 | 100% |  | 0 |  | 0 | 0 |  |  |  | EXTERIOR WALLS - STRUCTURE & INSULATION | CAVITY INSULATION
|  | Mineral wool batt / Owens Corning / UltraBatt - Fire and Sound guard Plus R-24 / R 4.0-inch | 0 | m2 | 100% |  | 0 |  | 0 | 0 |  |  |  | EXTERIOR WALLS - STRUCTURE & INSULATION | CAVITY INSULATION
|  | Mineral wool batt / Rockwool / ComfortBatt R-23 / R 4.2-inch | 0 | m2 | 100% |  | 0 |  | 0 | 0 |  |  |  | EXTERIOR WALLS - STRUCTURE & INSULATION | CAVITY INSULATION
|  | Mineral wool batt / Rockwool / ComfortBatt R-24 (Steel Studs) / R 4.0-inch | 0 | m2 | 100% |  | 0 |  | 0 | 0 |  |  |  | EXTERIOR WALLS - STRUCTURE & INSULATION | CAVITY INSULATION
|  | Mineral wool batt / Rockwool / ComfortBatt R-24 (Wood Studs) / R 4.4-inch | 0 | m2 | 100% |  | 0 |  | 0 | 0 |  |  |  | EXTERIOR WALLS - STRUCTURE & INSULATION | CAVITY INSULATION
| MINERAL WOOL LOOSE FILL |  | R-VALUE:
|  | Mineral wool loose fill / NAIMA / USG, American Rockwool / R 3/inch | 0 | m2 | 100% |  | 0 |  | 0 | 0 |  |  |  | EXTERIOR WALLS - STRUCTURE & INSULATION | CAVITY INSULATION
| CELLULOSE INSULATION |  | R-VALUE:
|  | Cellulose - AVERAGE | 0 | m2 | 100% |  | 0 |  | 0 | 0 |  |  |  | EXTERIOR WALLS - STRUCTURE & INSULATION | CAVITY INSULATION
|  | Cellulose - dense pack / / R 3.7/inch / Includes AFT, Applegate, Can-Cell, Cell-Pak, Cleanfiber, Climatizer, Fiberlite, Igloo, ICC, Mason City, Nu-Wool, Soprema, Thermo-Kool | 0 | m2 | 100% |  | 0 |  | 0 | 0 |  | Expired 2024 |  | EXTERIOR WALLS - STRUCTURE & INSULATION | CAVITY INSULATION
|  | Cellulose - batt / CMS / R 3.6/inch / EcoCell | 0 | m2 | 100% |  | 0 |  | 0 | 0 |  | Expired 2024 |  | EXTERIOR WALLS - STRUCTURE & INSULATION | CAVITY INSULATION
|  | Cellulose - spray applied / R 3.75/inch / International Cellulose Corp. / K-13, ThermoCon | 0 | m2 | 100% |  | 0 |  | 0 | 0 |  | Expired 2025 |  | EXTERIOR WALLS - STRUCTURE & INSULATION | CAVITY INSULATION
| WOOD FIBER BATT |  | R-VALUE:
|  | Wood fiber batt - AVERAGE | 0 | m2 | 100% |  | 0 |  | 0 | 0 |  |  |  | EXTERIOR WALLS - STRUCTURE & INSULATION | CAVITY INSULATION
|  | Wood fiber - loose fill / GUTEX / ThermoFiber / R 3.6/inch | 0 | m2 | 100% |  | 0 |  | 0 | 0 |  | Expired 2024 |  | EXTERIOR WALLS - STRUCTURE & INSULATION | CAVITY INSULATION
|  | Wood fiber batt / Steico / SteicoFlex / R 3.8/inch | 0 | m2 | 100% |  | 0 |  | 0 | 0 |  |  |  | EXTERIOR WALLS - STRUCTURE & INSULATION | CAVITY INSULATION
| OTHER NATURAL FIBER INSULATION |  | R-VALUE:
|  | Wool batt / Havelock Wool / / R 3.6/inch | 0 | m2 | 100% |  | 0 |  | 0 | 0 |  | Expired 2025 |  | EXTERIOR WALLS - STRUCTURE & INSULATION | CAVITY INSULATION
|  | Wool loose fill / Havelock Wool / / R 4.4/inch | 0 | m2 | 100% |  | 0 |  | 0 | 0 |  |  |  | EXTERIOR WALLS - STRUCTURE & INSULATION | CAVITY INSULATION
|  | Straw Bale / SNaB (UK) / Wheat & barley straw / R 2.8/inch | 0 | m2 | 100% |  | 0 |  | 0 | 0 |  |  |  | EXTERIOR WALLS - STRUCTURE & INSULATION | CAVITY INSULATION
|  | Hemp fiber batt / NaturFibre / Hemp Wool / R 3.7/inch | 0 | m2 | 100% |  | 0 |  | 0 | 0 |  |  |  | EXTERIOR WALLS - STRUCTURE & INSULATION | CAVITY INSULATION
| SPRAY FOAM, CLOSED CELL |  | R-VALUE:
|  | Spray polyurethane foam - Closed Cell - HFO gas filled / SPFA / / R 6.6/inch | 0 | m2 | 100% |  | 0 |  | 0 | 0 |  |  |  | EXTERIOR WALLS - STRUCTURE & INSULATION | CAVITY INSULATION
|  | Spray polyurethane foam - Closed Cell (HFO) / Huntsman Building Solutions / Heatlok HFO & Heatlok Soya HFO / | 0 | m2 | 100% |  | 0 |  | 0 | 0 |  | A1-B1 |  | EXTERIOR WALLS - STRUCTURE & INSULATION | CAVITY INSULATION
| SPRAY FOAM, OPEN CELL |  | R-VALUE:
|  | Spray polyurethane foam - Open Cell - HFO gas / SPFA / / R 4.1/inch | 0 | m2 | 100% |  | 0 |  | 0 | 0 |  |  |  | EXTERIOR WALLS - STRUCTURE & INSULATION | CAVITY INSULATION
| HEMPCRETE |  | R-VALUE:
|  | Hempcrete - AVERAGE | 0 | m2 | 100% |  | 0 |  | 0 | 0 |  |  |  | EXTERIOR WALLS - STRUCTURE & INSULATION | CAVITY INSULATION
|  | Hempcrete / Cast in-situ / Site mixed / USA / R 2.1/inch, Avg. mix using NHL & PHL | 0 | m2 | 100% |  | 0 |  | 0 | 0 |  | Peer-reviewed LCA, 2020 |  | EXTERIOR WALLS - STRUCTURE & INSULATION | CAVITY INSULATION
|  | Hempcrete / Cast in-situ / Site mixed / Europe / R 2.1/inch, Avg. of 9 mixes | 0 | m2 | 100% |  | 0 |  | 0 | 0 |  | Peer-reviewed LCA, 2017 |  | EXTERIOR WALLS - STRUCTURE & INSULATION | CAVITY INSULATION
|  | Hempcrete / Cast in-situ / IsoHemp / Europe / R 2.1/inch | 0 | m2 | 100% |  | 0 |  | 0 | 0 |  |  |  | EXTERIOR WALLS - STRUCTURE & INSULATION | CAVITY INSULATION
|  | Hempcrete / Cast in-situ / Senini / Bio Beton Jet / 230 kg/m3 / R 2.7/inch | 0 | m2 | 100% |  | 0 |  | 0 | 0 |  |  |  | EXTERIOR WALLS - STRUCTURE & INSULATION | CAVITY INSULATION
|  | Hempcrete block / Isohemp / Hemp Block PAL36EX including mortar / 600 x 300 x 360 mm / R 2/inch | 0 | m2 | 100% |  | 0 |  | 0 | 0 |  |  |  | EXTERIOR WALLS - STRUCTURE & INSULATION | CAVITY INSULATION
|  | Hempcrete block / Senini / Blocco Ambiente / 200 x 500 x 300 mm / 330 kg/m3 / R 2.1/inch | 0 | m2 | 100% |  | 0 |  | 0 | 0 |  |  |  | EXTERIOR WALLS - STRUCTURE & INSULATION | CAVITY INSULATION
|  | Hempcrete dry fill / Senini / Bio Beton Pronto / 190 kg/m3 / R 2.7/inch | 0 | m2 | 100% |  | 0 |  | 0 | 0 |  |  |  | EXTERIOR WALLS - STRUCTURE & INSULATION | CAVITY INSULATION
CONTINUOUS INSULATION (EXT. or INT.) |  |  | R-VALUE:
| EPS FOAM BOARD |  | R-VALUE:
|  | EPS foam board - AVERAGE | 0 | m2 | 100% |  | 0 |  | 0 | 0 |  |  |  | EXTERIOR WALLS - STRUCTURE & INSULATION | CONTINUOUS INSULATION (EXT. or INT.)
|  | EPS foam board / EPS Industry Alliance / / R 3.6/inch, Type I, 10 psi (70 kPa) | 0 | m2 | 100% |  | 0 |  | 0 | 0 |  |  |  | EXTERIOR WALLS - STRUCTURE & INSULATION | CONTINUOUS INSULATION (EXT. or INT.)
|  | EPS foam board / EPS Industry Alliance / / R 4.0/inch, Type II, 15 psi (100 kPa) | 0 | m2 | 100% |  | 0 |  | 0 | 0 |  |  |  | EXTERIOR WALLS - STRUCTURE & INSULATION | CONTINUOUS INSULATION (EXT. or INT.)
|  | EPS foam board / EPS Industry Alliance / / R 4.2/inch, Type IX, 25 psi (170 kPa) | 0 | m2 | 100% |  | 0 |  | 0 | 0 |  |  |  | EXTERIOR WALLS - STRUCTURE & INSULATION | CONTINUOUS INSULATION (EXT. or INT.)
|  | EPS foam board / EPS Industry Alliance / / R 4.3/inch, Type XV, 60 psi (400 kPa) | 0 | m2 | 100% |  | 0 |  | 0 | 0 |  |  |  | EXTERIOR WALLS - STRUCTURE & INSULATION | CONTINUOUS INSULATION (EXT. or INT.)
|  | EPS foam board with graphite / BASF / Neopor F 5200 & F 5300 Plus BMB / R 4.7/inch, Type II, 15 psi (Type 2, 110 kPa) | 0 | m2 | 100% |  | 0 |  | 0 | 0 |  |  |  | EXTERIOR WALLS - STRUCTURE & INSULATION | CONTINUOUS INSULATION (EXT. or INT.)
|  | EPS foam board with graphite / BASF / Neopor F 5200 & F 5300 Plus BMB / R 4.7/inch, Type IX, 25 psi (Type 9, 175 kPa) | 0 | m2 | 100% |  | 0 |  | 0 | 0 |  |  |  | EXTERIOR WALLS - STRUCTURE & INSULATION | CONTINUOUS INSULATION (EXT. or INT.)
|  | EPS foam board with graphite / BASF / Neopor F 5200 Plus / R 4.7-inch, Type IX, 25 psi | 0 | m2 | 100% |  | 0 |  | 0 | 0 |  |  |  | EXTERIOR WALLS - STRUCTURE & INSULATION | CONTINUOUS INSULATION (EXT. or INT.)
|  | EPS foam board with graphite / BASF / Neopor F 5200 Plus / R 4.7/inch, Type II, 15 psi (Type 2, 110 kPa) | 0 | m2 | 100% |  | 0 |  | 0 | 0 |  |  |  | EXTERIOR WALLS - STRUCTURE & INSULATION | CONTINUOUS INSULATION (EXT. or INT.)
| WOOD FIBER BOARD |  | R-VALUE:
|  | Wood fiber board - AVERAGE | 0 | m2 | 100% |  | 0 |  | 0 | 0 |  |  |  | EXTERIOR WALLS - STRUCTURE & INSULATION | CONTINUOUS INSULATION (EXT. or INT.)
|  | Wood fiber board / GUTEX / Multi-Therm / R 3.6/inch, 40-200 mm | 0 | m2 | 100% |  | 0 |  | 0 | 0 |  | Expired 2025 |  | EXTERIOR WALLS - STRUCTURE & INSULATION | CONTINUOUS INSULATION (EXT. or INT.)
|  | Wood fiber board / North American Fiberboard Association / Includes: MSL, Blue Ridge Fiberboard Inc. / R 2.7/inch | 0 | m2 | 100% |  | 0 |  | 0 | 0 |  |  |  | EXTERIOR WALLS - STRUCTURE & INSULATION | CONTINUOUS INSULATION (EXT. or INT.)
|  | Wood fiber board / Pavatex / Isolair, Isoroof, Isolair Multi / R 3.3-inch / 200 kg/m3, 30-80 mm | 0 | m2 | 100% |  | 0 |  | 0 | 0 |  |  |  | EXTERIOR WALLS - STRUCTURE & INSULATION | CONTINUOUS INSULATION (EXT. or INT.)
|  | Wood fiber board / Pavatex / Pavatherm / R 3.3-inch / 110 kg/m3 | 0 | m2 | 100% |  | 0 |  | 0 | 0 |  |  |  | EXTERIOR WALLS - STRUCTURE & INSULATION | CONTINUOUS INSULATION (EXT. or INT.) |  | Note: The height of this row is increased because at some zoom levels, the lines in column C of this row may break to additional lines
|  | Wood fiber board / Pavatex / Pavawall GF, Pavawall Bloc, Pavawall GF XL / R 3.3-inch / 130 kg/m3 | 0 | m2 | 100% |  | 0 |  | 0 | 0 |  |  |  | EXTERIOR WALLS - STRUCTURE & INSULATION | CONTINUOUS INSULATION (EXT. or INT.)
|  | Wood fiber board / Pavatex / Pavawall Smart, Pavawall Light, Pavawall FW / R 3.3-inch / 115 kg/m3 | 0 | m2 | 100% |  | 0 |  | 0 | 0 |  |  |  | EXTERIOR WALLS - STRUCTURE & INSULATION | CONTINUOUS INSULATION (EXT. or INT.)
|  | Wood fiber board / Steico / STEICOprotect M dry, STEICOroof dry, STEICOspecial dry, STEICOtop / R 3.6-inch, 140 kg/m3 | 0 | m2 | 100% |  | 0 |  | 0 | 0 |  |  |  | EXTERIOR WALLS - STRUCTURE & INSULATION | CONTINUOUS INSULATION (EXT. or INT.)
|  | Wood fiber board / Steico / STEICOprotect S dry, STEICOsafe 40, STEICOuniversal dry / R 3.6-inch, 210 kg/m3 | 0 | m2 | 100% |  | 0 |  | 0 | 0 |  |  |  | EXTERIOR WALLS - STRUCTURE & INSULATION | CONTINUOUS INSULATION (EXT. or INT.)
|  | Wood fiber board / Steico / STEICOtherm dry, STEICOprotect L dry, STEICOsafe / R 3.6-inch, 110 kg/m3 | 0 | m2 | 100% |  | 0 |  | 0 | 0 |  |  |  | EXTERIOR WALLS - STRUCTURE & INSULATION | CONTINUOUS INSULATION (EXT. or INT.)
| XPS FOAM BOARD |  | R-VALUE:
|  | XPS foam board - AVERAGE | 0 | m2 | 100% |  | 0 |  | 0 | 0 |  |  |  | EXTERIOR WALLS - STRUCTURE & INSULATION | CONTINUOUS INSULATION (EXT. or INT.)
|  | XPS foam board / Owens Corning / Foamular NGX 250 / R 5/inch | 0 | m2 | 100% |  | 0 |  | 0 | 0 |  | A1-B1 |  | EXTERIOR WALLS - STRUCTURE & INSULATION | CONTINUOUS INSULATION (EXT. or INT.) |  | Note: The height of this row is increased because at some zoom levels, the lines in column C of this row may break to additional lines
|  | XPS foam board / Soprema / SOPRA-XPS / R 5.0/inch | 0 | m2 | 100% |  | 0 |  | 0 | 0 |  | A1-B1 |  | EXTERIOR WALLS - STRUCTURE & INSULATION | CONTINUOUS INSULATION (EXT. or INT.)
|  | XPS foam board / DuPont / Reduced GWP Grey Styrofoam™ (same as ST-100) / R 5.0/inch | 0 | m2 | 100% |  | 0 |  | 0 | 0 |  | A1-B1 |  | EXTERIOR WALLS - STRUCTURE & INSULATION | CONTINUOUS INSULATION (EXT. or INT.)
| POLYISOCYANURATE FOAM BOARD |  | R-VALUE:
|  | Polyisocyanurate - AVERAGE | 0 | m2 | 100% |  | 0 |  | 0 | 0 |  |  |  | EXTERIOR WALLS - STRUCTURE & INSULATION | CONTINUOUS INSULATION (EXT. or INT.)
|  | Polyiso - wall boards / Hunter / Polysio Wall insulation boards / R 6.5/inch | 0 | m2 | 100% |  | 0 |  | 0 | 0 |  |  |  | EXTERIOR WALLS - STRUCTURE & INSULATION | CONTINUOUS INSULATION (EXT. or INT.)
|  | Polyiso - wall boards / DuPont / Thermax / R 6.5/inch | 0 | m2 | 100% |  | 0 |  | 0 | 0 |  |  |  | EXTERIOR WALLS - STRUCTURE & INSULATION | CONTINUOUS INSULATION (EXT. or INT.)
|  | Polyiso - wall boards / Carlisle / R2+ Silver / R 6.3/inch, 20 psi | 0 | m2 | 100% |  | 0 |  | 0 | 0 |  |  |  | EXTERIOR WALLS - STRUCTURE & INSULATION | CONTINUOUS INSULATION (EXT. or INT.)
| MINERAL WOOL BOARD |  | R-VALUE:
|  | Mineral wool board - AVERAGE | 0 | m2 | 100% |  | 0 |  | 0 | 0 |  |  |  | EXTERIOR WALLS - STRUCTURE & INSULATION | CONTINUOUS INSULATION (EXT. or INT.)
|  | Mineral wool board / Rockwool / Comfortboard 80 / R 4.2-inch | 0 | m2 | 100% |  | 0 |  | 0 | 0 |  |  |  | EXTERIOR WALLS - STRUCTURE & INSULATION | CONTINUOUS INSULATION (EXT. or INT.)
|  | Mineral wool board - heavy density / NAIMA / Owens Corning, Johns Manville, Rolan / R 4.4/inch | 0 | m2 | 100% |  | 0 |  | 0 | 0 |  |  |  | EXTERIOR WALLS - STRUCTURE & INSULATION | CONTINUOUS INSULATION (EXT. or INT.)
|  | Mineral wool board - light density / NAIMA / Owens Corning, Johns Manville, Rolan / R 3.9/inch | 0 | m2 | 100% |  | 0 |  | 0 | 0 |  |  |  | EXTERIOR WALLS - STRUCTURE & INSULATION | CONTINUOUS INSULATION (EXT. or INT.)
|  | Mineral wool board / Owens Corning / Thermafiber RainBarrier ci 80 / R 4.2-inch | 0 | m2 | 100% |  | 0 |  | 0 | 0 |  |  |  | EXTERIOR WALLS - STRUCTURE & INSULATION | CONTINUOUS INSULATION (EXT. or INT.)
|  | Mineral wool board / Owens Corning / Thermafiber RainBarrier ci HC 140 / R 4.2-inch | 0 | m2 | 100% |  | 0 |  | 0 | 0 |  |  |  | EXTERIOR WALLS - STRUCTURE & INSULATION | CONTINUOUS INSULATION (EXT. or INT.)
|  | Mineral wool board / Owens Corning / Thermafiber RainBarrier ci HC 110 / R 4.3-inch | 0 | m2 | 100% |  | 0 |  | 0 | 0 |  |  |  | EXTERIOR WALLS - STRUCTURE & INSULATION | CONTINUOUS INSULATION (EXT. or INT.)
|  | Mineral wool board / Rockwool / Cavityrock / R 4.3-inch | 0 | m2 | 100% |  | 0 |  | 0 | 0 |  |  |  | EXTERIOR WALLS - STRUCTURE & INSULATION | CONTINUOUS INSULATION (EXT. or INT.)
|  | Mineral wool board / Rockwool / Comfortboard 110 / R 4.0-inch | 0 | m2 | 100% |  | 0 |  | 0 | 0 |  |  |  | EXTERIOR WALLS - STRUCTURE & INSULATION | CONTINUOUS INSULATION (EXT. or INT.)
| FIBERGLASS BOARD |  | R-VALUE:
|  | Fiberglass board / NAIMA / Includes : Johns Manville, Knauf, Owens Corning, CertainTeed / R-3.2/inch | 0 | m2 | 100% |  | 0 |  | 0 | 0 |  |  |  | EXTERIOR WALLS - STRUCTURE & INSULATION | CONTINUOUS INSULATION (EXT. or INT.)
| CORK BOARD |  | R-VALUE: | [11 empty] | CONTINUOUS INSULATION (EXT. or INT.)
|  | Cork board insulation / Amorim / Expanded Insulation Corkboard (ICB) / R3.6-inch, 115 kg/m3 | 0 | m2 | 100% |  | 0 |  | 0 | 0 |  |  |  | EXTERIOR WALLS - STRUCTURE & INSULATION | CONTINUOUS INSULATION (EXT. or INT.)
© His Majesty the King in Right of Canada, as represented by the Minister of Natural Resources, 2025
© Sa Majesté le Roi du chef du Canada, représentée par le ministre de Ressources naturelles, 2025
Clear This Sheet Only
Note on I3: Hajir H: As of Jan 2026, this column is archived and the formulas in this column has no use
Note on J3: Hajir H: As of Jan 2026, this column is archived and the formulas in this column has no use

## Ext. Wall Systems
SECTION 5 ➜ COMPONENT MATERIALS FOR |  |  | EXTERIOR WALL SYSTEMS
INSTRUCTIONS: (double-click) The NET kgCO2e EMISSIONS column (Col. I) shows the global warming potential (GWP) of each material based on the information provided. You must specify the R-VALUE, THICKNESS, FRAMING SPACING or any other required information in areas highlighted in YELLOW. Enter "1" in the SELECT column (Col. H) to add each material to your building. The net carbon emissions for the selected material will be highlighted in ORANGE. Use the percentage values cell (Col. G) if necessary to adjust the material quantity present in the building. The carbon footprint of each selection will be added to the section SUBTOTAL (top of Col. M) for this page, and for summary reporting.
CATEGORY |  | MATERIAL | QUANTITY |  | % | SELECT | NET kgCO2e EMISSIONS | SELECTED MATERIAL kgCO2e CONTENT | kgCO2e EMISSIONS | kgCO2 STORAGE | Note | kgCO2e EMISSIONS SUBTOTAL FOR EXTERIOR WALL SYSTEMS | kgCO2e STORAGE SUBTOTAL FOR EXTERIOR WALL SYSTEMS
[12 empty] | 0 | 0 | Category | Subcategory | Thickness | Notes
INSULATED CONCRETE FORMS (ICF) - EPS FOAM
Step 1: Select ICF size |  | EPS FOAM ICF R-23, 2 Sheets of 2.75" @ R4/in., 15M rebar (6" CONCRETE CORE must be added separately) | 0 | m2 | 100% |  | 0 |  | 0 | 0 |  |  |  | EXTERIOR WALL SYSTEMS | INSULATED CONCRETE FORMS (ICF) - EPS FOAM
CONCRETE – 25 MPa or less
Step 2: Select concrete fill option. |  | Concrete - 25 MPa, GU / SRMCA / Can. Sask Avg. / | 0 | m2 | 100% |  | 0 |  | 0 | 0 |  |  |  | EXTERIOR WALL SYSTEMS | INSULATED CONCRETE FORMS (ICF) - EPS FOAM
|  | Concrete - 25 MPa, 10% FA, GU / SRMCA / Can. Sask Avg. / | 0 | m2 | 100% |  | 0 |  | 0 | 0 |  |  |  | EXTERIOR WALL SYSTEMS | INSULATED CONCRETE FORMS (ICF) - EPS FOAM
|  | Concrete - 25 MPa, 20% FA, GU / SRMCA / Can. Sask Avg. / | 0 | m2 | 100% |  | 0 |  | 0 | 0 |  |  |  | EXTERIOR WALL SYSTEMS | INSULATED CONCRETE FORMS (ICF) - EPS FOAM
|  | Concrete - 25 MPa, 30% FA, GU / SRMCA / Can. Sask Avg. / | 0 | m2 | 100% |  | 0 |  | 0 | 0 |  |  |  | EXTERIOR WALL SYSTEMS | INSULATED CONCRETE FORMS (ICF) - EPS FOAM
|  | Concrete - 25 MPa, 40% FA, GU / SRMCA / Can. Sask Avg. / | 0 | m2 | 100% |  | 0 |  | 0 | 0 |  |  |  | EXTERIOR WALL SYSTEMS | INSULATED CONCRETE FORMS (ICF) - EPS FOAM
|  | #N/A | 0 | m2 | 100% |  | #N/A |  | #N/A | #N/A |  |  |  | EXTERIOR WALL SYSTEMS | INSULATED CONCRETE FORMS (ICF) - EPS FOAM
|  | #N/A | 0 | m2 | 100% |  | #N/A |  | #N/A | #N/A |  |  |  | EXTERIOR WALL SYSTEMS | INSULATED CONCRETE FORMS (ICF) - EPS FOAM
CONCRETE – 26-30 MPa
Concrete mix specification makes a big difference in carbon footprint. The mix specifications here can be used to discuss low-carbon mix options with your supplier. |  | Concrete - 30 MPa, GU / SRMCA / Can. Sask Avg. / | 0 | m2 | 100% |  | 0 |  | 0 | 0 |  |  |  | EXTERIOR WALL SYSTEMS | INSULATED CONCRETE FORMS (ICF) - EPS FOAM
|  | Concrete - 30 MPa, 10% FA, GU / SRMCA / Can. Sask Avg. / | 0 | m2 | 100% |  | 0 |  | 0 | 0 |  |  |  | EXTERIOR WALL SYSTEMS | INSULATED CONCRETE FORMS (ICF) - EPS FOAM
|  | Concrete - 30 MPa, 20% FA, GU / SRMCA / Can. Sask Avg. / | 0 | m2 | 100% |  | 0 |  | 0 | 0 |  |  |  | EXTERIOR WALL SYSTEMS | INSULATED CONCRETE FORMS (ICF) - EPS FOAM
|  | Concrete - 30 MPa, 30% FA, GU / SRMCA / Can. Sask Avg. / | 0 | m2 | 100% |  | 0 |  | 0 | 0 |  |  |  | EXTERIOR WALL SYSTEMS | INSULATED CONCRETE FORMS (ICF) - EPS FOAM
|  | Concrete - 30 MPa, 40% FA, GU / SRMCA / Can. Sask Avg. / | 0 | m2 | 100% |  | 0 |  | 0 | 0 |  |  |  | EXTERIOR WALL SYSTEMS | INSULATED CONCRETE FORMS (ICF) - EPS FOAM
|  | #N/A | 0 | m2 | 100% |  | #N/A |  | #N/A | #N/A |  |  |  | EXTERIOR WALL SYSTEMS | INSULATED CONCRETE FORMS (ICF) - EPS FOAM
|  | #N/A | 0 | m2 | 100% |  | #N/A |  | #N/A | #N/A |  |  |  | FOUNDATION - WALLS | INSULATED CONCRETE FORMS (ICF) - EPS FOAM
CONCRETE – 31-35 MPa
Concrete mix specification makes a big difference in carbon footprint. The mix specifications here can be used to discuss low-carbon mix options with your supplier. |  | Concrete - 35 MPa, GU / SRMCA / Can. Sask Avg. / | 0 | m2 | 100% |  | 0 |  | 0 | 0 |  |  |  | EXTERIOR WALL SYSTEMS | INSULATED CONCRETE FORMS (ICF) - EPS FOAM
|  | Concrete - 35 MPa, 10% FA, GU / SRMCA / Can. Sask Avg. / | 0 | m2 | 100% |  | 0 |  | 0 | 0 |  |  |  | EXTERIOR WALL SYSTEMS | INSULATED CONCRETE FORMS (ICF) - EPS FOAM
|  | Concrete - 35 MPa, 20% FA, GU / SRMCA / Can. Sask Avg. / | 0 | m2 | 100% |  | 0 |  | 0 | 0 |  |  |  | EXTERIOR WALL SYSTEMS | INSULATED CONCRETE FORMS (ICF) - EPS FOAM
|  | Concrete - 35 MPa, 30% FA, GU / SRMCA / Can. Sask Avg. / | 0 | m2 | 100% |  | 0 |  | 0 | 0 |  |  |  | EXTERIOR WALL SYSTEMS | INSULATED CONCRETE FORMS (ICF) - EPS FOAM
|  | Concrete - 35 MPa, 40% FA, GU / SRMCA / Can. Sask Avg. / | 0 | m2 | 100% |  | 0 |  | 0 | 0 |  |  |  | EXTERIOR WALL SYSTEMS | INSULATED CONCRETE FORMS (ICF) - EPS FOAM
|  | #N/A | 0 | m2 | 100% |  | #N/A |  | #N/A | #N/A |  |  |  | EXTERIOR WALL SYSTEMS | INSULATED CONCRETE FORMS (ICF) - EPS FOAM
|  | #N/A | 0 | m2 | 100% |  | #N/A |  | #N/A | #N/A |  |  |  | FOUNDATION - WALLS | INSULATED CONCRETE FORMS (ICF) - EPS FOAM
INSULATED CONCRETE FORMS (ICF) - WOOD CHIP/CEMENT
Step 1: Select ICF size and insulation |  | WOOD CHIP CEMENT ICF 12" R-22 with MINERAL WOOL INSERTS, (3 in. @ R4.2/in.), 15M REBAR | 0 | m2 | 100% |  | 0 |  | 0 | 0 |  | LCA in Composite |  | EXTERIOR WALL SYSTEMS | INSULATED CONCRETE FORMS (ICF) - WOOD CHIP/CEMENT
|  | WOOD CHIP CEMENT ICF 14" R-28 with MINERAL WOOL INSERTS (5 in. @ R4.2/in.), 15M REBAR | 0 | m2 | 100% |  | 0 |  | 0 | 0 |  | LCA in Composite |  | EXTERIOR WALL SYSTEMS | INSULATED CONCRETE FORMS (ICF) - WOOD CHIP/CEMENT
|  | WOOD CHIP CEMENT ICF 12" R-21 with CORK BOARD INSERTS (3 in. @ R4/in.), 15M REBAR | 0 | m2 | 100% |  | 0 |  | 0 | 0 |  | LCA in Composite |  | EXTERIOR WALL SYSTEMS | INSULATED CONCRETE FORMS (ICF) - WOOD CHIP/CEMENT
|  | WOOD CHIP CEMENT ICF 14" R-27 with CORK BOARD INSERTS (5 in. @ R4/in.), 15M REBAR | 0 | m2 | 100% |  | 0 |  | 0 | 0 |  | LCA in Composite |  | EXTERIOR WALL SYSTEMS | INSULATED CONCRETE FORMS (ICF) - WOOD CHIP/CEMENT
CONCRETE – 25 MPa or less
Step 2: Select concrete fill option for the ICF wall system. The quantity of concrete adapts to the ICF selected. |  | Concrete - 25 MPa, GU / SRMCA / Can. Sask Avg. / | 0 | m2 | 100% |  | 0 |  | 0 | 0 |  |  |  | EXTERIOR WALL SYSTEMS | INSULATED CONCRETE FORMS (ICF) - WOOD CHIP/CEMENT
|  | Concrete - 25 MPa, 10% FA, GU / SRMCA / Can. Sask Avg. / | 0 | m2 | 100% |  | 0 |  | 0 | 0 |  |  |  | EXTERIOR WALL SYSTEMS | INSULATED CONCRETE FORMS (ICF) - WOOD CHIP/CEMENT
|  | Concrete - 25 MPa, 20% FA, GU / SRMCA / Can. Sask Avg. / | 0 | m2 | 100% |  | 0 |  | 0 | 0 |  |  |  | EXTERIOR WALL SYSTEMS | INSULATED CONCRETE FORMS (ICF) - WOOD CHIP/CEMENT
|  | Concrete - 25 MPa, 30% FA, GU / SRMCA / Can. Sask Avg. / | 0 | m2 | 100% |  | 0 |  | 0 | 0 |  |  |  | EXTERIOR WALL SYSTEMS | INSULATED CONCRETE FORMS (ICF) - WOOD CHIP/CEMENT
|  | Concrete - 25 MPa, 40% FA, GU / SRMCA / Can. Sask Avg. / | 0 | m2 | 100% |  | 0 |  | 0 | 0 |  |  |  | EXTERIOR WALL SYSTEMS | INSULATED CONCRETE FORMS (ICF) - WOOD CHIP/CEMENT
|  | #N/A | 0 | m2 | 100% |  | #N/A |  | #N/A | 0 |  |  |  | EXTERIOR WALL SYSTEMS | INSULATED CONCRETE FORMS (ICF) - WOOD CHIP/CEMENT
|  | #N/A | 0 | m2 | 100% |  | #N/A |  | #N/A | 0 |  |  |  | EXTERIOR WALL SYSTEMS | INSULATED CONCRETE FORMS (ICF) - WOOD CHIP/CEMENT
CONCRETE – 26-30 MPa
Concrete mix specification makes a big difference in carbon footprint. The mix specifications here can be used to discuss low-carbon mix options with your supplier. |  | Concrete - 30 MPa, GU / SRMCA / Can. Sask Avg. / | 0 | m2 | 100% |  | 0 |  | 0 | 0 |  |  |  | EXTERIOR WALL SYSTEMS | INSULATED CONCRETE FORMS (ICF) - WOOD CHIP/CEMENT
|  | Concrete - 30 MPa, 10% FA, GU / SRMCA / Can. Sask Avg. / | 0 | m2 | 100% |  | 0 |  | 0 | 0 |  |  |  | EXTERIOR WALL SYSTEMS | INSULATED CONCRETE FORMS (ICF) - WOOD CHIP/CEMENT
|  | Concrete - 30 MPa, 20% FA, GU / SRMCA / Can. Sask Avg. / | 0 | m2 | 100% |  | 0 |  | 0 | 0 |  |  |  | EXTERIOR WALL SYSTEMS | INSULATED CONCRETE FORMS (ICF) - WOOD CHIP/CEMENT
|  | Concrete - 30 MPa, 30% FA, GU / SRMCA / Can. Sask Avg. / | 0 | m2 | 100% |  | 0 |  | 0 | 0 |  |  |  | EXTERIOR WALL SYSTEMS | INSULATED CONCRETE FORMS (ICF) - WOOD CHIP/CEMENT
|  | Concrete - 30 MPa, 40% FA, GU / SRMCA / Can. Sask Avg. / | 0 | m2 | 100% |  | 0 |  | 0 | 0 |  |  |  | EXTERIOR WALL SYSTEMS | INSULATED CONCRETE FORMS (ICF) - WOOD CHIP/CEMENT
|  | #N/A | 0 | m2 | 100% |  | #N/A |  | #N/A | 0 |  |  |  | EXTERIOR WALL SYSTEMS | INSULATED CONCRETE FORMS (ICF) - WOOD CHIP/CEMENT
|  | #N/A | 0 | m2 | 100% |  | #N/A |  | #N/A | 0 |  |  |  | FOUNDATION - WALLS | INSULATED CONCRETE FORMS (ICF) - WOOD CHIP/CEMENT
CONCRETE – 31-35 MPa
Concrete mix specification makes a big difference in carbon footprint. The mix specifications here can be used to discuss low-carbon mix options with your supplier. |  | Concrete - 35 MPa, GU / SRMCA / Can. Sask Avg. / | 0 | m2 | 100% |  | 0 |  | 0 | 0 |  |  |  | EXTERIOR WALL SYSTEMS | INSULATED CONCRETE FORMS (ICF) - WOOD CHIP/CEMENT
|  | Concrete - 35 MPa, 10% FA, GU / SRMCA / Can. Sask Avg. / | 0 | m2 | 100% |  | 0 |  | 0 | 0 |  |  |  | EXTERIOR WALL SYSTEMS | INSULATED CONCRETE FORMS (ICF) - WOOD CHIP/CEMENT
|  | Concrete - 35 MPa, 20% FA, GU / SRMCA / Can. Sask Avg. / | 0 | m2 | 100% |  | 0 |  | 0 | 0 |  |  |  | EXTERIOR WALL SYSTEMS | INSULATED CONCRETE FORMS (ICF) - WOOD CHIP/CEMENT
|  | Concrete - 35 MPa, 30% FA, GU / SRMCA / Can. Sask Avg. / | 0 | m2 | 100% |  | 0 |  | 0 | 0 |  |  |  | EXTERIOR WALL SYSTEMS | INSULATED CONCRETE FORMS (ICF) - WOOD CHIP/CEMENT
|  | Concrete - 35 MPa, 40% FA, GU / SRMCA / Can. Sask Avg. / | 0 | m2 | 100% |  | 0 |  | 0 | 0 |  |  |  | EXTERIOR WALL SYSTEMS | INSULATED CONCRETE FORMS (ICF) - WOOD CHIP/CEMENT
|  | #N/A | 0 | m2 | 100% |  | #N/A |  | #N/A | 0 |  |  |  | EXTERIOR WALL SYSTEMS | INSULATED CONCRETE FORMS (ICF) - WOOD CHIP/CEMENT
|  | #N/A | 0 | m2 | 100% |  | #N/A |  | #N/A | 0 |  |  |  | FOUNDATION - WALLS | INSULATED CONCRETE FORMS (ICF) - WOOD CHIP/CEMENT
PREFABRICATED PANELS
WOOD FRAME & STRAW PANELS
|  | WOOD FRAME with STRAW BALE INFILL - 14" R-46, Double 2x4 @ 30" o/c | 0 | m2 | 100% |  | 0 |  | 0 | 0 |  | LCA in Composite |  | EXTERIOR WALL SYSTEMS | PREFABRICATED PANELS
|  | Straw Panels / Ecocoon / Standard and Brace Panels / 40cm R16, panel only | 0 | m2 | 100% |  | 0 |  | 0 | 0 |  |  |  | EXTERIOR WALL SYSTEMS | PREFABRICATED PANELS
SIP PANELS - OSB & EPS FOAM
|  | SIP panels - EPS foam & OSB / SIPA / R-15 4.5" panel | 0 | m2 | 100% |  | 0 |  | 0 | 0 |  |  |  | EXTERIOR WALL SYSTEMS | PREFABRICATED PANELS
|  | SIP panels - EPS foam & OSB / SIPA / R-23 6.5" panel | 0 | m2 | 100% |  | 0 |  | 0 | 0 |  |  |  | EXTERIOR WALL SYSTEMS | PREFABRICATED PANELS
|  | SIP panels - EPS foam & OSB / SIPA / R-30 8.25" panel | 0 | m2 | 100% |  | 0 |  | 0 | 0 |  |  |  | EXTERIOR WALL SYSTEMS | PREFABRICATED PANELS
|  | SIP panels - EPS foam & OSB / SIPA / R-38 10.25" panel | 0 | m2 | 100% |  | 0 |  | 0 | 0 |  |  |  | EXTERIOR WALL SYSTEMS | PREFABRICATED PANELS
|  | SIP panels - EPS foam & OSB / SIPA / R-45 12.25" panel | 0 | m2 | 100% |  | 0 |  | 0 | 0 |  |  |  | EXTERIOR WALL SYSTEMS | PREFABRICATED PANELS
© His Majesty the King in Right of Canada, as represented by the Minister of Natural Resources, 2025
© Sa Majesté le Roi du chef du Canada, représentée par le ministre de Ressources naturelles, 2025
Clear This Sheet Only
Note on I3: Hajir H: As of Jan 2026, this column is archived and the formulas in this column has no use
Note on J3: Hajir H: As of Jan 2026, this column is archived and the formulas in this column has no use

## Party Walls
SECTION 6 ➜ COMPONENT MATERIALS FOR |  |  | PARTY WALLS
INSTRUCTIONS: (double-click) The NET kgCO2e EMISSIONS column (Col. I) shows the global warming potential (GWP) of each material based on the information provided. You must specify the R-VALUE, THICKNESS, FRAMING SPACING or any other required information in areas highlighted in YELLOW. Enter "1" in the SELECT column (Col. H) to add each material to your building. The net carbon emissions for the selected material will be highlighted in ORANGE. Use the percentage values cell (Col. G) if necessary to adjust the material quantity present in the building. The carbon footprint of each selection will be added to the section SUBTOTAL (top of Col. M) for this page, and for summary reporting.
CATEGORY |  | MATERIAL | QUANTITY |  | % | SELECT | NET kgCO2e EMISSIONS | SELECTED MATERIAL kgCO2e CONTENT | kgCO2e EMISSIONS | kgCO2 STORAGE | Note | kgCO2e EMISSIONS SUBTOTAL FOR PARTY WALLS | kgCO2e STORAGE SUBTOTAL FOR PARTY WALLS
[12 empty] | 0 | 0
Note: only include half the thickness of total party wall materials using either the percentage or R-value fields. (The other half belongs to the adjacent building.) | [13 empty] | Category | Subcategory | Thickness | Notes
WOOD FRAME WALLS |  |  | FRAMING SPACING: |  | in
2x4 WOOD FRAME CONSTRUCTION
|  | Wood - SPF / Canadian Wood Council / British Columbia / | 0 | m2 | 100% |  | 0 |  | 0 | 0 |  |  |  | PARTY WALLS | PARTY WALL FRAMING | (2x4)
|  | Wood - SPF / Canadian Wood Council / Alberta / | 0 | m2 | 100% |  | 0 |  | 0 | 0 |  |  |  | PARTY WALLS | PARTY WALL FRAMING | (2x4)
|  | Wood - SPF / Canadian Wood Council / Ontario / | 0 | m2 | 100% |  | 0 |  | 0 | 0 |  |  |  | PARTY WALLS | PARTY WALL FRAMING | (2x4)
|  | Wood - SPF / Canadian Wood Council / Quebec / | 0 | m2 | 100% |  | 0 |  | 0 | 0 |  |  |  | PARTY WALLS | PARTY WALL FRAMING | (2x4)
|  | Wood - SPF / Canadian Wood Council / New Brunswick / | 0 | m2 | 100% |  | 0 |  | 0 | 0 |  |  |  | PARTY WALLS | PARTY WALL FRAMING | (2x4)
|  | Wood - SPF / Canadian Wood Council / Atlantic Canada / | 0 | m2 | 100% |  | 0 |  | 0 | 0 |  |  |  | PARTY WALLS | PARTY WALL FRAMING | (2x4)
2x6 WOOD FRAME CONSTRUCTION
|  | Wood - SPF / Canadian Wood Council / British Columbia / | 0 | m2 | 100% |  | 0 |  | 0 | 0 |  |  |  | PARTY WALLS | PARTY WALL FRAMING | (2x6)
|  | Wood - SPF / Canadian Wood Council / Alberta / | 0 | m2 | 100% |  | 0 |  | 0 | 0 |  |  |  | PARTY WALLS | PARTY WALL FRAMING | (2x6)
|  | Wood - SPF / Canadian Wood Council / Ontario / | 0 | m2 | 100% |  | 0 |  | 0 | 0 |  |  |  | PARTY WALLS | PARTY WALL FRAMING | (2x6)
|  | Wood - SPF / Canadian Wood Council / Quebec / | 0 | m2 | 100% |  | 0 |  | 0 | 0 |  |  |  | PARTY WALLS | PARTY WALL FRAMING | (2x6)
|  | Wood - SPF / Canadian Wood Council / New Brunswick / | 0 | m2 | 100% |  | 0 |  | 0 | 0 |  |  |  | PARTY WALLS | PARTY WALL FRAMING | (2x6)
|  | Wood - SPF / Canadian Wood Council / Atlantic Canada / | 0 | m2 | 100% |  | 0 |  | 0 | 0 |  |  |  | PARTY WALLS | PARTY WALL FRAMING | (2x6)
2x8 WOOD FRAME CONSTRUCTION
|  | Wood - SPF / Canadian Wood Council / British Columbia / | 0 | m2 | 100% |  | 0 |  | 0 | 0 |  |  |  | PARTY WALLS | PARTY WALL FRAMING | (2x8)
|  | Wood - SPF / Canadian Wood Council / Alberta / | 0 | m2 | 100% |  | 0 |  | 0 | 0 |  |  |  | PARTY WALLS | PARTY WALL FRAMING | (2x8)
|  | Wood - SPF / Canadian Wood Council / Ontario / | 0 | m2 | 100% |  | 0 |  | 0 | 0 |  |  |  | PARTY WALLS | PARTY WALL FRAMING | (2x8)
|  | Wood - SPF / Canadian Wood Council / Quebec / | 0 | m2 | 100% |  | 0 |  | 0 | 0 |  |  |  | PARTY WALLS | PARTY WALL FRAMING | (2x8)
|  | Wood - SPF / Canadian Wood Council / New Brunswick / | 0 | m2 | 100% |  | 0 |  | 0 | 0 |  |  |  | PARTY WALLS | PARTY WALL FRAMING | (2x8)
|  | Wood - SPF / Canadian Wood Council / Atlantic Canada / | 0 | m2 | 100% |  | 0 |  | 0 | 0 |  |  |  | PARTY WALLS | PARTY WALL FRAMING | (2x8)
Double 2x4 WOOD FRAME CONSTRUCTION
|  | Wood - SPF / Canadian Wood Council / British Columbia / | 0 | m2 | 100% |  | 0 |  | 0 | 0 |  |  |  | PARTY WALLS | PARTY WALL FRAMING | (Double 2x4)
|  | Wood - SPF / Canadian Wood Council / Alberta / | 0 | m2 | 100% |  | 0 |  | 0 | 0 |  |  |  | PARTY WALLS | PARTY WALL FRAMING | (Double 2x4)
|  | Wood - SPF / Canadian Wood Council / Ontario / | 0 | m2 | 100% |  | 0 |  | 0 | 0 |  |  |  | PARTY WALLS | PARTY WALL FRAMING | (Double 2x4)
|  | Wood - SPF / Canadian Wood Council / Quebec / | 0 | m2 | 100% |  | 0 |  | 0 | 0 |  |  |  | PARTY WALLS | PARTY WALL FRAMING | (Double 2x4)
|  | Wood - SPF / Canadian Wood Council / New Brunswick / | 0 | m2 | 100% |  | 0 |  | 0 | 0 |  |  |  | PARTY WALLS | PARTY WALL FRAMING | (Double 2x4)
|  | Wood - SPF / Canadian Wood Council / Atlantic Canada / | 0 | m2 | 100% |  | 0 |  | 0 | 0 |  |  |  | PARTY WALLS | PARTY WALL FRAMING | (Double 2x4)
STEEL FRAME WALLS |  |  | FRAMING SPACING: |  | in
STEEL FRAMING, 2x4
|  | Steel Framing - Interior Walls - AVERAGE | 0 | m2 | 100% |  | 0 |  | 0 | 0 |  |  |  | PARTY WALLS | PARTY WALL FRAMING
Use % function to adjust for different gauges of steel studs. |  | Steel studs - Non-loadbearing / MarinoWARE / Viper Stud Viper 20 / 362-S-125-18, 20EQ gauge, "2x4" | 0 | m2 | 100% |  | 0 |  | 0 | 0 |  |  |  | PARTY WALLS | PARTY WALL FRAMING
|  | Steel studs - Non-loadbearing / ClarkDietrich / / 362-S-125-18, 20EQ gauge, "2x4" | 0 | m2 | 100% |  | 0 |  | 0 | 0 |  |  |  | PARTY WALLS | PARTY WALL FRAMING
STEEL FRAMING, 2x6
Use % function to adjust for other gauges of steel studs. |  | Steel Framing - Load bearing - AVERAGE | 0 | m2 | 100% |  | 0 |  | 0 | 0 |  |  |  | PARTY WALLS | PARTY WALL FRAMING
|  | Steel studs - Load bearing / MarinoWARE / Structural stud and track / 600-S-137-54, 16 gauge, "2x6" | 0 | m2 | 100% |  | 0 |  | 0 | 0 |  |  |  | PARTY WALLS | PARTY WALL FRAMING
|  | Steel studs - Load bearing / Scafco / / 600-S-137-54, 16 gauge | 0 | m2 | 100% |  | 0 |  | 0 | 0 |  | Expired 2024 |  | PARTY WALLS | PARTY WALL FRAMING
|  | Steel studs - Load bearing / ClarkDietrich / / 600-S-137-54, 16 gauge | 0 | m2 | 100% |  | 0 |  | 0 | 0 |  |  |  | PARTY WALLS | PARTY WALL FRAMING
CMU PARTY WALLS
CMU 8" - HOLLOW, NO GROUT
|  | Concrete Masonry Units - AVERAGE | 0 | m2 | 100% |  | 0 |  | 0 | 0 |  |  |  | PARTY WALLS | CMU PARTY WALLS
Use % function to adjust for other thicknesses of CMU. |  | CMU - Light weight / Brampton Brick (Boehmers) / 8" CarboClave Block / 8 x 8 x 16 | 0 | m2 | 100% |  | 0 |  | 0 | 0 |  |  |  | PARTY WALLS | CMU PARTY WALLS
|  | CMU - Light weight / Canadian Concrete Masonry Producers Assn, East Region / 8" Light weight blocks / 15 MPa, 390 x 190 x 190 mm | 0 | m2 | 100% |  | 0 |  | 0 | 0 |  |  |  | PARTY WALLS | CMU PARTY WALLS
|  | CMU - Light weight / Canadian Concrete Masonry Producers Assn, West Region / 8" Light weight blocks / 15 MPa, 390 x 190 x 190 mm | 0 | m2 | 100% |  | 0 |  | 0 | 0 |  |  |  | PARTY WALLS | CMU PARTY WALLS
|  | CMU - Normal weight / Brampton Brick (Boehmers) / 8" CarboClave Block / 8 x 8 x 16 | 0 | m2 | 100% |  | 0 |  | 0 | 0 |  |  |  | PARTY WALLS | CMU PARTY WALLS
|  | CMU - Normal weight / Canadian Concrete Masonry Producers Assn, East Region / 8" Normal weight blocks / 15 MPa, 390 x 190 x 190 mm | 0 | m2 | 100% |  | 0 |  | 0 | 0 |  |  |  | PARTY WALLS | CMU PARTY WALLS
|  | CMU - Normal weight / Canadian Concrete Masonry Producers Assn, West Region / 8" Normal weight blocks / 15 MPa, 390 x 190 x 190 mm | 0 | m2 | 100% |  | 0 |  | 0 | 0 |  |  |  | PARTY WALLS | CMU PARTY WALLS
CMU WALL CONCRETE FILL |  |  | CONCRETE FILL VOLUME |  | m3
CONCRETE – 25 MPa or less
Concrete mix specification makes a big difference in carbon footprint. The mix specifications here can be used to discuss low-carbon mix options with your supplier. |  | Concrete - 25 MPa, GU / SRMCA / Can. Sask Avg. / | 0 | m3 | 100% |  | 0 |  | 0 | 0 |  |  |  | PARTY WALLS | CMU PARTY WALLS
|  | Concrete - 25 MPa, 10% FA, GU / SRMCA / Can. Sask Avg. / | 0 | m3 | 100% |  | 0 |  | 0 | 0 |  |  |  | PARTY WALLS | CMU PARTY WALLS
|  | Concrete - 25 MPa, 20% FA, GU / SRMCA / Can. Sask Avg. / | 0 | m3 | 100% |  | 0 |  | 0 | 0 |  |  |  | PARTY WALLS | CMU PARTY WALLS
|  | Concrete - 25 MPa, 30% FA, GU / SRMCA / Can. Sask Avg. / | 0 | m3 | 100% |  | 0 |  | 0 | 0 |  |  |  | PARTY WALLS | CMU PARTY WALLS
|  | Concrete - 25 MPa, 40% FA, GU / SRMCA / Can. Sask Avg. / | 0 | m3 | 100% |  | 0 |  | 0 | 0 |  |  |  | PARTY WALLS | CMU PARTY WALLS
|  | #N/A | 0 | m3 | 100% |  | #N/A |  | #N/A | 0 |  |  |  | PARTY WALLS | CMU PARTY WALLS
|  | #N/A | 0 | m3 | 100% |  | #N/A |  | #N/A | 0 |  |  |  | PARTY WALLS | CMU PARTY WALLS
CONCRETE – 26-30 MPa
Concrete mix specification makes a big difference in carbon footprint. The mix specifications here can be used to discuss low-carbon mix options with your supplier. |  | Concrete - 30 MPa, GU / SRMCA / Can. Sask Avg. / | 0 | m3 | 100% |  | 0 |  | 0 | 0 |  |  |  | PARTY WALLS | CMU PARTY WALLS
|  | Concrete - 30 MPa, 10% FA, GU / SRMCA / Can. Sask Avg. / | 0 | m3 | 100% |  | 0 |  | 0 | 0 |  |  |  | PARTY WALLS | CMU PARTY WALLS
|  | Concrete - 30 MPa, 20% FA, GU / SRMCA / Can. Sask Avg. / | 0 | m3 | 100% |  | 0 |  | 0 | 0 |  |  |  | PARTY WALLS | CMU PARTY WALLS
|  | Concrete - 30 MPa, 30% FA, GU / SRMCA / Can. Sask Avg. / | 0 | m3 | 100% |  | 0 |  | 0 | 0 |  |  |  | PARTY WALLS | CMU PARTY WALLS
|  | Concrete - 30 MPa, 40% FA, GU / SRMCA / Can. Sask Avg. / | 0 | m3 | 100% |  | 0 |  | 0 | 0 |  |  |  | PARTY WALLS | CMU PARTY WALLS
|  | #N/A | 0 | m3 | 100% |  | #N/A |  | #N/A | 0 |  |  |  | PARTY WALLS | CMU PARTY WALLS
|  | #N/A | 0 | m3 | 100% |  | #N/A |  | #N/A | 0 |  |  |  | PARTY WALLS | CMU PARTY WALLS
BARRIERS AND MEMBRANES
SHEET BARRIER PERMEABLE
|  | Sheet barrier permeable - AVERAGE | 0 | m2 | 100% |  | 0 |  | 0 | 0 |  |  |  | PARTY WALLS | BARRIERS AND MEMBRANES
|  | Ext. & Int. Wall & Roof Barrier, sheet / Rothoblaas / Traspir EVO 160 / 12.3 Perms / 0.5 mm | 0 | m2 | 100% |  | 0 |  | 0 | 0 |  |  |  | PARTY WALLS | BARRIERS AND MEMBRANES
|  | Ext. & Int. Wall Barrier, sheet / Rothoblaas / Traspir 110 / 101 Perms / 0.4 mm | 0 | m2 | 100% |  | 0 |  | 0 | 0 |  |  |  | PARTY WALLS | BARRIERS AND MEMBRANES
|  | Ext. & Int. Wall Barrier, sheet / Rothoblaas / Traspir EVO UV 210 / 41.7 Perms / 0.3 mm | 0 | m2 | 100% |  | 0 |  | 0 | 0 |  |  |  | PARTY WALLS | BARRIERS AND MEMBRANES
|  | Ext. Roof Barrier, sheet / Rothoblaas / Traspir Weld EVO 360 / 17.5 Perms / 1.0 mm | 0 | m2 | 100% |  | 0 |  | 0 | 0 |  |  |  | PARTY WALLS | BARRIERS AND MEMBRANES
|  | Ext. Wall & Roof Barrier, sheet / Dupont / Tyvek Monolayer 60 / Permeable / | 0 | m2 | 100% |  | 0 |  | 0 | 0 |  |  |  | PARTY WALLS | BARRIERS AND MEMBRANES
|  | Ext. Wall & Roof Barrier, sheet / Partel / Exoperm Mono 150 / Permeable / | 0 | m2 | 100% |  | 0 |  | 0 | 0 |  |  |  | PARTY WALLS | BARRIERS AND MEMBRANES
| SHEET BARRIER MOISTURE-VARIABLE | [13 empty] | BARRIERS AND MEMBRANES
|  | Sheet barrier moisture-variable - AVERAGE | 0 | m2 | 100% |  | 0 |  | 0 | 0 |  |  |  | PARTY WALLS | BARRIERS AND MEMBRANES
|  | Ext. & Int. Wall & Roof Barrier, sheet / Rothoblaas / Clima Control Net 160 / Moisture-variable / 0.5 mm | 0 | m2 | 100% |  | 0 |  | 0 | 0 |  |  |  | PARTY WALLS | BARRIERS AND MEMBRANES
|  | Int. Wall & Ceiling Barrier, sheet / Partel / VARA PLUS / Moisture-variable / | 0 | m2 | 100% |  | 0 |  | 0 | 0 |  |  |  | PARTY WALLS | BARRIERS AND MEMBRANES
|  | Int. Wall & Ceiling Barrier, sheet / Rothoblaas / Clima Control 80 / Moisture-variable / 0.22 mm | 0 | m2 | 100% |  | 0 |  | 0 | 0 |  |  |  | PARTY WALLS | BARRIERS AND MEMBRANES
|  | Int. Wall & Ceiling Barrier, sheet / SIGA / Majrex 200 / Moisture-variable / | 0 | m2 | 100% |  | 0 |  | 0 | 0 |  |  |  | PARTY WALLS | BARRIERS AND MEMBRANES
| SHEET BARRIER NON-PERMEABLE | [13 empty] | BARRIERS AND MEMBRANES
|  | Sheet barrier non-permeable - AVERAGE | 0 | m2 | 100% |  | 0 |  | 0 | 0 |  |  |  | PARTY WALLS | BARRIERS AND MEMBRANES
|  | Int. Wall & Ceiling Barrier, sheet / Rothoblaas / Vapor In Green 200 / Non-permeable / 0.35 mm | 0 | m2 | 100% |  | 0 |  | 0 | 0 |  |  |  | PARTY WALLS | BARRIERS AND MEMBRANES
|  | Ext. & Int. Wall & Roof Barrier, sheet / Rothoblaas / Traspir Vapor 225 / Non-permeable / 0.8 mm | 0 | m2 | 100% |  | 0 |  | 0 | 0 |  |  |  | PARTY WALLS | BARRIERS AND MEMBRANES
|  | Ext. Wall barrier, sheet / GCP / Perm-a-Barrier NPS / Non-permeable / 0.46 mm | 0 | m2 | 100% |  | 0 |  | 0 | 0 |  |  |  | PARTY WALLS | BARRIERS AND MEMBRANES
|  | Int. Wall & Ceiling Barrier, sheet / Partel / IZOPERM PLUS / Non-permeable / | 0 | m2 | 100% |  | 0 |  | 0 | 0 |  |  |  | PARTY WALLS | BARRIERS AND MEMBRANES
|  | Int. Wall & Ceiling Barrier, sheet / Rothoblaas / Vapor in NET 140 / Non-permeable / 0.15 mm | 0 | m2 | 100% |  | 0 |  | 0 | 0 |  |  |  | PARTY WALLS | BARRIERS AND MEMBRANES
|  | Barrier, sheet / / Polyethylene sheet / 10 mil | 0 | m2 | 100% |  | 0 |  | 0 | 0 |  |  |  | PARTY WALLS | BARRIERS AND MEMBRANES
|  | Barrier, sheet / / Polyethylene sheet / 6 mil | 0 | m2 | 100% |  | 0 |  | 0 | 0 |  |  |  | PARTY WALLS | BARRIERS AND MEMBRANES
| LIQUID APPLIED BARRIER | [13 empty] | BARRIERS AND MEMBRANES
|  | Liquid applied barrier - AVERAGE | 0 | m2 | 100% |  | 0 |  | 0 | 0 |  |  |  | PARTY WALLS | BARRIERS AND MEMBRANES
|  | Ext. Wall & Roof Barrier, liquid applied / Carlisle / Barrithane VP / 11.1 Perms / 40 mils | 0 | m2 | 100% |  | 0 |  | 0 | 0 |  |  |  | PARTY WALLS | BARRIERS AND MEMBRANES
|  | Ext. Wall barrier, liquid applied / GCP / Perm-a-Barrier NPL 10 / Non-permeable / 1 mm | 0 | m2 | 100% |  | 0 |  | 0 | 0 |  |  |  | PARTY WALLS | BARRIERS AND MEMBRANES
|  | Ext. Wall barrier, liquid applied / GCP / Perm-a-Barrier VPL / 20 Perms / 0.64 mm | 0 | m2 | 100% |  | 0 |  | 0 | 0 |  |  |  | PARTY WALLS | BARRIERS AND MEMBRANES
|  | Ext. Wall barrier, liquid applied / GCP / Perm-a-Barrier VPL 50 RS / 13 Perms / 0.51 mm | 0 | m2 | 100% |  | 0 |  | 0 | 0 |  |  |  | PARTY WALLS | BARRIERS AND MEMBRANES
|  | Ext. Wall Barrier, liquid applied / Soprema / Sopraseal LM 200 S / 0.6 Perm / | 0 | m2 | 100% |  | 0 |  | 0 | 0 |  |  |  | PARTY WALLS | BARRIERS AND MEMBRANES
|  | Ext. Wall Barrier, liquid applied / Soprema / SOPRASEAL LM 204 VP / 10-17 Perms / 0.6 mm | 0 | m2 | 100% |  | 0 |  | 0 | 0 |  |  |  | PARTY WALLS | BARRIERS AND MEMBRANES
|  | Ext. Waterproofing Barrier, liquid applied / Carlisle / MiraSEAL & MiraTITE / | 0 | m2 | 100% |  | 0 |  | 0 | 0 |  |  |  | PARTY WALLS | BARRIERS AND MEMBRANES
| SELF-ADHERED BARRIER | [13 empty] | BARRIERS AND MEMBRANES
|  | Self-adhered barrier - AVERAGE | 0 | m2 | 100% |  | 0 |  | 0 | 0 |  |  |  | PARTY WALLS | BARRIERS AND MEMBRANES
|  | Ext. Wall & Roof Barrier, adhesive / Partel / Exoperm Mono SA 250 / Permeable / | 0 | m2 | 100% |  | 0 |  | 0 | 0 |  |  |  | PARTY WALLS | BARRIERS AND MEMBRANES
|  | Ext. Wall barrier, adhesive / GCP / Perm-a-Barrier / Non-permeable / 1 mm | 0 | m2 | 100% |  | 0 |  | 0 | 0 |  |  |  | PARTY WALLS | BARRIERS AND MEMBRANES
|  | Ext. Wall Barrier, adhesive / Soprema / Sopraseal Stick 1100 T / Non-permeable / 1.0 mm | 0 | m2 | 100% |  | 0 |  | 0 | 0 |  |  |  | PARTY WALLS | BARRIERS AND MEMBRANES
|  | Ext. Wall Barrier, adhesive / Soprema / Sopraseal Stick VP / 11-17 Perms / 0.6 mm | 0 | m2 | 100% |  | 0 |  | 0 | 0 |  |  |  | PARTY WALLS | BARRIERS AND MEMBRANES
|  | Ext. Wall Barrier, adhesive / Soprema / Soprasolin HD / Non-permeable / 1.0 mm | 0 | m2 | 100% |  | 0 |  | 0 | 0 |  |  |  | PARTY WALLS | BARRIERS AND MEMBRANES
|  | Ext. Wall Barrier, adhesive / Soprema / SOPRAVAP'R / Non-permeable / 0.8 mm | 0 | m2 | 100% |  | 0 |  | 0 | 0 |  |  |  | PARTY WALLS | BARRIERS AND MEMBRANES
|  | Ext. Waterproofing Barrier, adhesive / Carlisle / MiraPLY V / | 0 | m2 | 100% |  | 0 |  | 0 | 0 |  |  |  | PARTY WALLS | BARRIERS AND MEMBRANES
CAVITY INSULATION |  |  | R-VALUE:
| FIBERGLASS BATT |  | R-VALUE:
|  | Fiberglass batt - AVERAGE | 0 | m2 | 100% |  | 0 |  | 0 | 0 |  |  |  | PARTY WALLS | PARTY WALL INSULATION
|  | Fiberglass batt / Johns Manville / Unfaced, ComfortTherm, Cavity-SHIELD, FSK-25 / R 3.4/inch | 0 | m2 | 100% |  | 0 |  | 0 | 0 |  |  |  | PARTY WALLS | PARTY WALL INSULATION
|  | Fiberglass batt / NAIMA / / R 4.4/inch | 0 | m2 | 100% |  | 0 |  | 0 | 0 |  |  |  | PARTY WALLS | PARTY WALL INSULATION
|  | Fiberglass batt & roll / Owens Corning / Unfaced, PINK Next Gen Fiberglas / R 3.6/inch avg. | 0 | m2 | 100% |  | 0 |  | 0 | 0 |  |  |  | PARTY WALLS | PARTY WALL INSULATION
| FIBERGLASS BLOWN-IN |  | R-VALUE: | [10 empty] | PARTY WALLS | PARTY WALL INSULATION
|  | Fiberglass loose fill - AVERAGE | 0 | m2 | 100% |  | 0 |  | 0 | 0 |  |  |  | PARTY WALLS | PARTY WALL INSULATION
|  | Fiberglass loose fill / CertainTeed / InsulSafe, Optima, TruComfort / R 2.6/inch | 0 | m2 | 100% |  | 0 |  | 0 | 0 |  | Expired 2024 |  | PARTY WALLS | PARTY WALL INSULATION
|  | Fiberglass loose fill / Johns Manville / Climate Pro, Attic Protector, JM Spider PLUS (Canada) / R 2.8/inch, Formaldehyde-free | 0 | m2 | 100% |  | 0 |  | 0 | 0 |  |  |  | PARTY WALLS | PARTY WALL INSULATION |  | Note: The height of this row is increased because at some zoom levels, the lines in column C of this row may break to additional lines
|  | Fiberglass loose fill / NAIMA / Includes : CertainTeed, Inc. Saint-Gobin, Johns Manville, Knauf Insulation North America, Owens Corning / R 2.2/inch | 0 | m2 | 100% |  | 0 |  | 0 | 0 |  |  |  | PARTY WALLS | PARTY WALL INSULATION |  | Note: The height of this row is increased because at some zoom levels, the lines in column C of this row may break to additional lines
|  | Fiberglass loose fill / Owens Corning / AttiCat, ProCat, ProPink / R 3.28/inch | 0 | m2 | 100% |  | 0 |  | 0 | 0 |  |  |  | PARTY WALLS | PARTY WALL INSULATION
| MINERAL WOOL BATT |  | R-VALUE: | [10 empty] | PARTY WALLS | PARTY WALL INSULATION
|  | Mineral wool batt / Owens Corning / Thermafiber SAFB (4pcf), Versaboard 40 / R 3.7-inch | 0 | m2 | 100% |  | 0 |  | 0 | 0 |  |  |  | PARTY WALLS | PARTY WALL INSULATION
|  | Mineral wool batt / Rockwool / Safe'n'Sound / R 4.0-inch | 0 | m2 | 100% |  | 0 |  | 0 | 0 |  |  |  | PARTY WALLS | PARTY WALL INSULATION
| MINERAL WOOL LOOSE FILL |  | R-VALUE:
|  | Mineral wool loose fill / NAIMA / USG, American Rockwool / R 3/inch | 0 | m2 | 100% |  | 0 |  | 0 | 0 |  |  |  | PARTY WALLS | PARTY WALL INSULATION
| CELLULOSE INSULATION |  | R-VALUE: | [10 empty] | PARTY WALLS | PARTY WALL INSULATION
|  | Cellulose - AVERAGE | 0 | m2 | 100% |  | 0 |  | 0 | 0 |  |  |  | PARTY WALLS | PARTY WALL INSULATION
|  | Cellulose - dense pack / / R 3.7/inch / Includes AFT, Applegate, Can-Cell, Cell-Pak, Cleanfiber, Climatizer, Fiberlite, Igloo, ICC, Mason City, Nu-Wool, Soprema, Thermo-Kool | 0 | m2 | 100% |  | 0 |  | 0 | 0 |  | Expired 2024 |  | PARTY WALLS | PARTY WALL INSULATION
|  | Cellulose - batt / CMS / R 3.6/inch / EcoCell | 0 | m2 | 100% |  | 0 |  | 0 | 0 |  | Expired 2024 |  | PARTY WALLS | PARTY WALL INSULATION
|  | Cellulose - spray applied / R 3.75/inch / International Cellulose Corp. / K-13, ThermoCon | 0 | m2 | 100% |  | 0 |  | 0 | 0 |  | Expired 2025 |  | PARTY WALLS | PARTY WALL INSULATION
| WOOD FIBER BATT |  | R-VALUE: | [10 empty] | PARTY WALLS | PARTY WALL INSULATION
|  | Wood fiber batt - AVERAGE | 0 | m2 | 100% |  | 0 |  | 0 | 0 |  |  |  | PARTY WALLS | PARTY WALL INSULATION
|  | Wood fiber - loose fill / GUTEX / ThermoFiber / R 3.6/inch | 0 | m2 | 100% |  | 0 |  | 0 | 0 |  | Expired 2024 |  | PARTY WALLS | PARTY WALL INSULATION
|  | Wood fiber batt / Steico / SteicoFlex / R 3.8/inch | 0 | m2 | 100% |  | 0 |  | 0 | 0 |  |  |  | PARTY WALLS | PARTY WALL INSULATION
| OTHER NATURAL FIBER INSULATION |  | R-VALUE: | [10 empty] | PARTY WALLS | PARTY WALL INSULATION
|  | Wool batt / Havelock Wool / / R 3.6/inch | 0 | m2 | 100% |  | 0 |  | 0 | 0 |  | Expired 2025 |  | PARTY WALLS | PARTY WALL INSULATION
|  | Wool loose fill / Havelock Wool / / R 4.4/inch | 0 | m2 | 100% |  | 0 |  | 0 | 0 |  |  |  | PARTY WALLS | PARTY WALL INSULATION
|  | Straw Bale / SNaB (UK) / Wheat & barley straw / R 2.8/inch | 0 | m2 | 100% |  | 0 |  | 0 | 0 |  |  |  | PARTY WALLS | PARTY WALL INSULATION
|  | Hemp fiber batt / NaturFibre / Hemp Wool / R 3.7/inch | 0 | m2 | 100% |  | 0 |  | 0 | 0 |  |  |  | PARTY WALLS | PARTY WALL INSULATION
| SPRAY FOAM, CLOSED CELL |  | R-VALUE: | [10 empty] | PARTY WALLS | PARTY WALL INSULATION
|  | Spray polyurethane foam - Closed Cell - HFO gas filled / SPFA / / R 6.6/inch | 0 | m2 | 100% |  | 0 |  | 0 | 0 |  |  |  | PARTY WALLS | PARTY WALL INSULATION
|  | Spray polyurethane foam - Closed Cell (HFO) / Huntsman Building Solutions / Heatlok HFO & Heatlok Soya HFO / | 0 | m2 | 100% |  | 0 |  | 0 | 0 |  | A1-B1 |  | PARTY WALLS | PARTY WALL INSULATION
| SPRAY FOAM, OPEN CELL |  | R-VALUE: | [10 empty] | PARTY WALLS | PARTY WALL INSULATION
|  | Spray polyurethane foam - Open Cell - HFO gas / SPFA / / R 4.1/inch | 0 | m2 | 100% |  | 0 |  | 0 | 0 |  |  |  | PARTY WALLS | PARTY WALL INSULATION
| HEMPCRETE |  | R-VALUE: | [10 empty] | PARTY WALLS | PARTY WALL INSULATION
|  | Hempcrete - AVERAGE | 0 | m2 | 100% |  | 0 |  | 0 | 0 |  |  |  | PARTY WALLS | PARTY WALL INSULATION
|  | Hempcrete / Cast in-situ / Site mixed / USA / R 2.1/inch, Avg. mix using NHL & PHL | 0 | m2 | 100% |  | 0 |  | 0 | 0 |  | Peer-reviewed LCA, 2020 |  | PARTY WALLS | PARTY WALL INSULATION
|  | Hempcrete / Cast in-situ / Site mixed / Europe / R 2.1/inch, Avg. of 9 mixes | 0 | m2 | 100% |  | 0 |  | 0 | 0 |  | Peer-reviewed LCA, 2017 |  | PARTY WALLS | PARTY WALL INSULATION
|  | Hempcrete / Cast in-situ / IsoHemp / Europe / R 2.1/inch | 0 | m2 | 100% |  | 0 |  | 0 | 0 |  |  |  | PARTY WALLS | PARTY WALL INSULATION
|  | Hempcrete / Cast in-situ / Senini / Bio Beton Jet / 230 kg/m3 / R 2.7/inch | 0 | m2 | 100% |  | 0 |  | 0 | 0 |  |  |  | PARTY WALLS | PARTY WALL INSULATION
|  | Hempcrete block / Isohemp / Hemp Block PAL36EX including mortar / 600 x 300 x 360 mm / R 2/inch | 0 | m2 | 100% |  | 0 |  | 0 | 0 |  |  |  | PARTY WALLS | PARTY WALL INSULATION
|  | Hempcrete block / Senini / Blocco Ambiente / 200 x 500 x 300 mm / 330 kg/m3 / R 2.1/inch | 0 | m2 | 100% |  | 0 |  | 0 | 0 |  |  |  | PARTY WALLS | PARTY WALL INSULATION
|  | Hempcrete dry fill / Senini / Bio Beton Pronto / 190 kg/m3 / R 2.7/inch | 0 | m2 | 100% |  | 0 |  | 0 | 0 |  |  |  | PARTY WALLS | PARTY WALL INSULATION
CONTINUOUS INSULATION |  |  | R-VALUE:
| EPS FOAM BOARD |  | R-VALUE:
|  | EPS foam board - AVERAGE | 0 | m2 | 100% |  | 0 |  | 0 | 0 |  |  |  | PARTY WALLS | PARTY WALL INSULATION
|  | EPS foam board / EPS Industry Alliance / / R 3.6/inch, Type I, 10 psi (70 kPa) | 0 | m2 | 100% |  | 0 |  | 0 | 0 |  |  |  | PARTY WALLS | PARTY WALL INSULATION
|  | EPS foam board / EPS Industry Alliance / / R 4.0/inch, Type II, 15 psi (100 kPa) | 0 | m2 | 100% |  | 0 |  | 0 | 0 |  |  |  | PARTY WALLS | PARTY WALL INSULATION
|  | EPS foam board / EPS Industry Alliance / / R 4.2/inch, Type IX, 25 psi (170 kPa) | 0 | m2 | 100% |  | 0 |  | 0 | 0 |  |  |  | PARTY WALLS | PARTY WALL INSULATION
|  | EPS foam board / EPS Industry Alliance / / R 4.3/inch, Type XV, 60 psi (400 kPa) | 0 | m2 | 100% |  | 0 |  | 0 | 0 |  |  |  | PARTY WALLS | PARTY WALL INSULATION
|  | EPS foam board with graphite / BASF / Neopor F 5200 & F 5300 Plus BMB / R 4.7/inch, Type II, 15 psi (Type 2, 110 kPa) | 0 | m2 | 100% |  | 0 |  | 0 | 0 |  |  |  | PARTY WALLS | PARTY WALL INSULATION
|  | EPS foam board with graphite / BASF / Neopor F 5200 & F 5300 Plus BMB / R 4.7/inch, Type IX, 25 psi (Type 9, 175 kPa) | 0 | m2 | 100% |  | 0 |  | 0 | 0 |  |  |  | PARTY WALLS | PARTY WALL INSULATION
|  | EPS foam board with graphite / BASF / Neopor F 5200 Plus / R 4.7-inch, Type IX, 25 psi | 0 | m2 | 100% |  | 0 |  | 0 | 0 |  |  |  | PARTY WALLS | PARTY WALL INSULATION
|  | EPS foam board with graphite / BASF / Neopor F 5200 Plus / R 4.7/inch, Type II, 15 psi (Type 2, 110 kPa) | 0 | m2 | 100% |  | 0 |  | 0 | 0 |  |  |  | PARTY WALLS | PARTY WALL INSULATION
| WOOD FIBER BOARD |  | R-VALUE:
|  | Wood fiber board - AVERAGE | 0 | m2 | 100% |  | 0 |  | 0 | 0 |  |  |  | PARTY WALLS | PARTY WALL INSULATION
|  | Wood fiber board / GUTEX / Multi-Therm / R 3.6/inch, 40-200 mm | 0 | m2 | 100% |  | 0 |  | 0 | 0 |  | Expired 2025 |  | PARTY WALLS | PARTY WALL INSULATION
|  | Wood fiber board / North American Fiberboard Association / Includes: MSL, Blue Ridge Fiberboard Inc. / R 2.7/inch | 0 | m2 | 100% |  | 0 |  | 0 | 0 |  |  |  | PARTY WALLS | PARTY WALL INSULATION
|  | Wood fiber board / Pavatex / Isolair, Isoroof, Isolair Multi / R 3.3-inch / 200 kg/m3, 30-80 mm | 0 | m2 | 100% |  | 0 |  | 0 | 0 |  |  |  | PARTY WALLS | PARTY WALL INSULATION
|  | Wood fiber board / Pavatex / Pavatherm / R 3.3-inch / 110 kg/m3 | 0 | m2 | 100% |  | 0 |  | 0 | 0 |  |  |  | PARTY WALLS | PARTY WALL INSULATION |  | Note: The height of this row is increased because at some zoom levels, the lines in column C of this row may break to additional lines
|  | Wood fiber board / Pavatex / Pavawall GF, Pavawall Bloc, Pavawall GF XL / R 3.3-inch / 130 kg/m3 | 0 | m2 | 100% |  | 0 |  | 0 | 0 |  |  |  | PARTY WALLS | PARTY WALL INSULATION
|  | Wood fiber board / Pavatex / Pavawall Smart, Pavawall Light, Pavawall FW / R 3.3-inch / 115 kg/m3 | 0 | m2 | 100% |  | 0 |  | 0 | 0 |  |  |  | PARTY WALLS | PARTY WALL INSULATION
|  | Wood fiber board / Steico / STEICOprotect M dry, STEICOroof dry, STEICOspecial dry, STEICOtop / R 3.6-inch, 140 kg/m3 | 0 | m2 | 100% |  | 0 |  | 0 | 0 |  |  |  | PARTY WALLS | PARTY WALL INSULATION
|  | Wood fiber board / Steico / STEICOprotect S dry, STEICOsafe 40, STEICOuniversal dry / R 3.6-inch, 210 kg/m3 | 0 | m2 | 100% |  | 0 |  | 0 | 0 |  |  |  | PARTY WALLS | PARTY WALL INSULATION
|  | Wood fiber board / Steico / STEICOtherm dry, STEICOprotect L dry, STEICOsafe / R 3.6-inch, 110 kg/m3 | 0 | m2 | 100% |  | 0 |  | 0 | 0 |  |  |  | PARTY WALLS | PARTY WALL INSULATION
| XPS FOAM BOARD |  | R-VALUE:
|  | XPS foam board - AVERAGE | 0 | m2 | 100% |  | 0 |  | 0 | 0 |  |  |  | PARTY WALLS | PARTY WALL INSULATION
|  | XPS foam board / Owens Corning / Foamular NGX 250 / R 5/inch | 0 | m2 | 100% |  | 0 |  | 0 | 0 |  | A1-B1 |  | PARTY WALLS | PARTY WALL INSULATION |  | Note: The height of this row is increased because at some zoom levels, the lines in column C of this row may break to additional lines
|  | XPS foam board / Soprema / SOPRA-XPS / R 5.0/inch | 0 | m2 | 100% |  | 0 |  | 0 | 0 |  | A1-B1 |  | PARTY WALLS | PARTY WALL INSULATION
|  | XPS foam board / DuPont / Reduced GWP Grey Styrofoam™ (same as ST-100) / R 5.0/inch | 0 | m2 | 100% |  | 0 |  | 0 | 0 |  | A1-B1 |  | PARTY WALLS | PARTY WALL INSULATION
| POLYISOCYANURATE FOAM BOARD |  | R-VALUE:
|  | Polyisocyanurate - AVERAGE | 0 | m2 | 100% |  | 0 |  | 0 | 0 |  |  |  | PARTY WALLS | PARTY WALL INSULATION
|  | Polyiso - wall boards / Hunter / Polysio Wall insulation boards / R 6.5/inch | 0 | m2 | 100% |  | 0 |  | 0 | 0 |  |  |  | PARTY WALLS | PARTY WALL INSULATION
|  | Polyiso - wall boards / DuPont / Thermax / R 6.5/inch | 0 | m2 | 100% |  | 0 |  | 0 | 0 |  |  |  | PARTY WALLS | PARTY WALL INSULATION
|  | Polyiso - wall boards / Carlisle / R2+ Silver / R 6.3/inch, 20 psi | 0 | m2 | 100% |  | 0 |  | 0 | 0 |  |  |  | PARTY WALLS | PARTY WALL INSULATION
| MINERAL WOOL BOARD |  | R-VALUE:
|  | Mineral wool board / Rockwool / Comfortboard 80 / R 4.2-inch | 0 | m2 | 100% |  | 0 |  | 0 | 0 |  |  |  | PARTY WALLS | PARTY WALL INSULATION
| CORK BOARD |  | R-VALUE: | [11 empty] | PARTY WALL INSULATION
|  | Cork board insulation / Amorim / Expanded Insulation Corkboard (ICB) / R3.6-inch, 115 kg/m3 | 0 | m2 | 100% |  | 0 |  | 0 | 0 |  |  |  | PARTY WALLS | PARTY WALL INSULATION
INTERIOR CLADDING for PARTY WALLS
DRYWALL 1/2"
|  | Drywall 1/2" Typical - Interior Cladding for Exterior Walls - AVERAGE | 0 | m2 | 100% |  | 0 |  | 0 | 0 |  |  |  | PARTY WALLS | PARTY WALL INTERIOR CLADDING
|  | Drywall 1/2" / Pabco / QuietRock / QuietRock 1/2" | 0 | m2 | 100% |  | 0 |  | 0 | 0 |  | Expired 2025 |  | PARTY WALLS | PARTY WALL INTERIOR CLADDING
|  | Drywall 1/2" / National Gypsum / Gold Bond XP Gypsum Board / 1/2" (12.7 mm) | 0 | m2 | 100% |  | 0 |  | 0 | 0 |  |  |  | PARTY WALLS | PARTY WALL INTERIOR CLADDING
DRYWALL 5/8"
|  | Drywall 5/8" Typical - Interior Cladding for Exterior Walls - AVERAGE | 0 | m2 | 100% |  | 0 |  | 0 | 0 |  |  |  | PARTY WALLS | PARTY WALL INTERIOR CLADDING
|  | Drywall 5/8" / / Includes American Gypsum, CertainTeed, Continental, Georgia-Pacific, National Gypsum, Pabco, USG, CGC / 5/8" | 0 | m2 | 100% |  | 0 |  | 0 | 0 |  | Expired 2025 |  | PARTY WALLS | PARTY WALL INTERIOR CLADDING
|  | Drywall 5/8" Type X / National Gypsum / Gold Bond XP Fire-Shield Gypsum Board / 5/8'' type X | 0 | m2 | 100% |  | 0 |  | 0 | 0 |  |  |  | PARTY WALLS | PARTY WALL INTERIOR CLADDING
|  | Drywall 5/8" / USG / Sheetrock Brand EcoSmart Firecode X / 5/8'' type X | 0 | m2 | 100% |  | 0 |  | 0 | 0 |  |  |  | PARTY WALLS | PARTY WALL INTERIOR CLADDING
OTHER CLADDING MATERIALS
|  | MgO board 1/2" / North American MgO / MagTech Ultra / 1/2" | 0 | m2 | 100% |  | 0 |  | 0 | 0 |  | Expired 2023 |  | PARTY WALLS | PARTY WALL INTERIOR CLADDING
| 3/4" | Wood - SPF / Canadian Wood Council / British Columbia / | 0 | m2 | 100% |  | 0 |  | 0 | 0 |  |  |  | PARTY WALLS | PARTY WALL INTERIOR CLADDING | (3/4")
| 3/4" | Wood - SPF / Canadian Wood Council / Alberta / | 0 | m2 | 100% |  | 0 |  | 0 | 0 |  |  |  | PARTY WALLS | PARTY WALL INTERIOR CLADDING | (3/4")
| 3/4" | Wood - SPF / Canadian Wood Council / Ontario / | 0 | m2 | 100% |  | 0 |  | 0 | 0 |  |  |  | PARTY WALLS | PARTY WALL INTERIOR CLADDING | (3/4")
| 3/4" | Wood - SPF / Canadian Wood Council / Quebec / | 0 | m2 | 100% |  | 0 |  | 0 | 0 |  |  |  | PARTY WALLS | PARTY WALL INTERIOR CLADDING | (3/4")
| 3/4" | Wood - SPF / Canadian Wood Council / New Brunswick / | 0 | m2 | 100% |  | 0 |  | 0 | 0 |  |  |  | PARTY WALLS | PARTY WALL INTERIOR CLADDING | (3/4")
| 3/4" | Wood - SPF / Canadian Wood Council / Atlantic Canada / | 0 | m2 | 100% |  | 0 |  | 0 | 0 |  |  |  | PARTY WALLS | PARTY WALL INTERIOR CLADDING | (3/4")
|  | Cedar Siding / Western Red Cedar Lumber Assn / / 1 x 6 Boards | 0 | m2 | 100% |  | 0 |  | 0 | 0 |  | Expired 2021 |  | PARTY WALLS | PARTY WALL INTERIOR CLADDING |  | Note: The height of this row is increased because at some zoom levels, the lines in column C of this row may break to additional lines
|  | Plywood / Canadian Wood Council / / 1/2" | 0 | m2 | 100% |  | 0 |  | 0 | 0 |  |  |  | PARTY WALLS | PARTY WALL INTERIOR CLADDING
|  | Clay plaster / Site mixed / / 15 mm | 0 | m2 | 100% |  | 0 |  | 0 | 0 |  | Peer-reviewed LCA, 2014 |  | PARTY WALLS | PARTY WALL INTERIOR CLADDING
|  | Bamboo plywood / Smith & Fong / Plyboo / 1/2" (12.7 mm) | 0 | m2 | 100% |  | 0 |  | 0 | 0 |  |  |  | PARTY WALLS | PARTY WALL INTERIOR CLADDING
|  | Bamboo plywood / Smith & Fong / Plyboo / 3/4" (19 mm) | 0 | m2 | 100% |  | 0 |  | 0 | 0 |  |  |  | PARTY WALLS | PARTY WALL INTERIOR CLADDING
|  | Plywood / British Columbia Average / Includes : West Fraser Mills, Thompson River Veneer Products / 1/2" | 0 | m2 | 100% |  | 0 |  | 0 | 0 |  |  |  | PARTY WALLS | PARTY WALL INTERIOR CLADDING
STRUCTURAL SHEATHING
ORIENTED STRAND BOARD
|  | OSB sheathing / Canadian Wood Council -Eastern / / 1/2" | 0 | m2 | 100% |  | 0 |  | 0 | 0 |  |  |  | PARTY WALLS | PARTY WALL SHEATHING
|  | OSB sheathing / Canadian Wood Council -Western / / 1/2" | 0 | m2 | 100% |  | 0 |  | 0 | 0 |  |  |  | PARTY WALLS | PARTY WALL SHEATHING
|  | OSB sheathing / Canadian Wood Council -Eastern / / 5/8" | 0 | m2 | 100% |  | 0 |  | 0 | 0 |  |  |  | PARTY WALLS | PARTY WALL SHEATHING
|  | OSB sheathing / Canadian Wood Council -Western / / 5/8" | 0 | m2 | 100% |  | 0 |  | 0 | 0 |  |  |  | PARTY WALLS | PARTY WALL SHEATHING
|  | OSB sheathing & barrier / Huber / ZIP System - Wall and Roof Sheathing / 7/16" | 0 | m2 | 100% |  | 0 |  | 0 | 0 |  | Expired 2025 |  | PARTY WALLS | PARTY WALL SHEATHING
|  | OSB sheathing / Huber / AdvanTech / 1/2" Sheathing | 0 | m2 | 100% |  | 0 |  | 0 | 0 |  | Expired 2025 |  | PARTY WALLS | PARTY WALL SHEATHING
|  | OSB sheathing / LP / FlameBlock® Fire-Rated / 7/16", coated 1 side | 0 | m2 | 100% |  | 0 |  | 0 | 0 |  |  |  | PARTY WALLS | PARTY WALL SHEATHING
|  | OSB sheathing / LP / LP® TopNotch® 350 / 7/16" | 0 | m2 | 100% |  | 0 |  | 0 | 0 |  |  |  | PARTY WALLS | PARTY WALL SHEATHING
OSB SHEATHING & BARRIER SYSTEM
|  | OSB sheathing & barrier / Huber / ZIP System - Wall and Roof Sheathing / 1/2" | 0 | m2 | 100% |  | 0 |  | 0 | 0 |  |  |  | PARTY WALLS | PARTY WALL SHEATHING
|  | OSB sheathing & barrier / Huber / ZIP System - Wall and Roof Sheathing / 5/8" | 0 | m2 | 100% |  | 0 |  | 0 | 0 |  |  |  | PARTY WALLS | PARTY WALL SHEATHING
|  | OSB sheathing & barrier / LP / WeatherLogic® Air & Water Barrier / 1/2" | 0 | m2 | 100% |  | 0 |  | 0 | 0 |  |  |  | PARTY WALLS | PARTY WALL SHEATHING
|  | OSB sheathing & barrier / LP / WeatherLogic® Air & Water Barrier / 7/16" | 0 | m2 | 100% |  | 0 |  | 0 | 0 |  |  |  | PARTY WALLS | PARTY WALL SHEATHING
PLYWOOD
|  | Plywood / Canadian Wood Council / / 1/2" | 0 | m2 | 100% |  | 0 |  | 0 | 0 |  |  |  | PARTY WALLS | PARTY WALL SHEATHING
|  | Plywood / Canadian Wood Council / / 5/8" | 0 | m2 | 100% |  | 0 |  | 0 | 0 |  |  |  | PARTY WALLS | PARTY WALL SHEATHING
|  | Plywood / Canadian Wood Council / / 3/4" | 0 | m2 | 100% |  | 0 |  | 0 | 0 |  |  |  | PARTY WALLS | PARTY WALL SHEATHING
|  | Plywood / British Columbia Average / Includes : West Fraser Mills, Thompson River Veneer Products / 1/2" | 0 | m2 | 100% |  | 0 |  | 0 | 0 |  |  |  | PARTY WALLS | PARTY WALL SHEATHING
|  | Plywood / British Columbia Average / Includes : West Fraser Mills, Thompson River Veneer Products / 3/4" | 0 | m2 | 100% |  | 0 |  | 0 | 0 |  |  |  | PARTY WALLS | PARTY WALL SHEATHING
|  | Plywood / British Columbia Average / Includes : West Fraser Mills, Thompson River Veneer Products / 5/8" | 0 | m2 | 100% |  | 0 |  | 0 | 0 |  |  |  | PARTY WALLS | PARTY WALL SHEATHING
|  | Plywood / Roseburg / Hardwood plywood. Includes: walnut, alder, cherry, mahogany, oak, birch, maple faces / 3/4" | 0 | m2 | 100% |  | 0 |  | 0 | 0 |  |  |  | PARTY WALLS | PARTY WALL SHEATHING
|  | Plywood / Roseburg / softwood plywood / 1/2" | 0 | m2 | 100% |  | 0 |  | 0 | 0 |  |  |  | PARTY WALLS | PARTY WALL SHEATHING
|  | Plywood / Roseburg / softwood plywood / 3/4" | 0 | m2 | 100% |  | 0 |  | 0 | 0 |  |  |  | PARTY WALLS | PARTY WALL SHEATHING
GYPSUM STRUCTURAL SHEATHING
|  | Gypsum panels - glass mat / USG / Securock ExoAir 430 / 1/2" | 0 | m2 | 100% |  | 0 |  | 0 | 0 |  | Expired 2024 |  | PARTY WALLS | PARTY WALL SHEATHING
|  | Gypsum panels - glass mat / CertainTeed / GlasRoc Sheathing gypsum board / 5/8" | 0 | m2 | 100% |  | 0 |  | 0 | 0 |  |  |  | PARTY WALLS | PARTY WALL SHEATHING
|  | Gypsum panels - glass mat / Georgia-Pacific / DensGlass Sheathing / 1/2" | 0 | m2 | 100% |  | 0 |  | 0 | 0 |  |  |  | PARTY WALLS | PARTY WALL SHEATHING
|  | Gypsum panels - glass mat / Georgia-Pacific / DensGlass Sheathing / 5/8" | 0 | m2 | 100% |  | 0 |  | 0 | 0 |  |  |  | PARTY WALLS | PARTY WALL SHEATHING
|  | Gypsum panels - glass mat / Gypsum Association / North American Industry Average / 1/2" | 0 | m2 | 100% |  | 0 |  | 0 | 0 |  |  |  | PARTY WALLS | PARTY WALL SHEATHING
|  | Gypsum panels - glass mat / Gypsum Association / North American Industry Average / 5/8" Type X | 0 | m2 | 100% |  | 0 |  | 0 | 0 |  |  |  | PARTY WALLS | PARTY WALL SHEATHING
CEMENT BOARD
|  | Cement board 1/2" / USG / Durock (132) / 1/2" (12.7 mm) | 0 | m2 | 100% |  | 0 |  | 0 | 0 |  | Expired 2025 |  | PARTY WALLS | PARTY WALL SHEATHING
|  | Cement board 1/2" / USG / Durock (133) / 1/2" (12.7 mm) | 0 | m2 | 100% |  | 0 |  | 0 | 0 |  | Expired 2025 |  | PARTY WALLS | PARTY WALL SHEATHING
INSULATED CONCRETE FORMS (ICF) - EPS FOAM
Step 1: Select ICF size |  | EPS FOAM ICF R-23, 2 Sheets of 2.75" @ R4/in., 15M rebar (6" CONCRETE CORE must be added separately) | 0 | m2 | 100% |  | 0 |  | 0 | 0 |  |  |  | PARTY WALLS | PARTY WALL ICFs
CONCRETE – 25 MPa or less
Step 2: Select concrete fill option. |  | Concrete - 25 MPa, GU / SRMCA / Can. Sask Avg. / | 0 | m2 | 100% |  | 0 |  | 0 | 0 |  |  |  | PARTY WALLS | PARTY WALL ICFs
|  | Concrete - 25 MPa, 10% FA, GU / SRMCA / Can. Sask Avg. / | 0 | m2 | 100% |  | 0 |  | 0 | 0 |  |  |  | PARTY WALLS | PARTY WALL ICFs
|  | Concrete - 25 MPa, 20% FA, GU / SRMCA / Can. Sask Avg. / | 0 | m2 | 100% |  | 0 |  | 0 | 0 |  |  |  | PARTY WALLS | PARTY WALL ICFs
|  | Concrete - 25 MPa, 30% FA, GU / SRMCA / Can. Sask Avg. / | 0 | m2 | 100% |  | 0 |  | 0 | 0 |  |  |  | PARTY WALLS | PARTY WALL ICFs
|  | Concrete - 25 MPa, 40% FA, GU / SRMCA / Can. Sask Avg. / | 0 | m2 | 100% |  | 0 |  | 0 | 0 |  |  |  | PARTY WALLS | PARTY WALL ICFs
|  | #N/A | 0 | m2 | 100% |  | #N/A |  | #N/A | #N/A |  |  |  | PARTY WALLS | PARTY WALL ICFs
|  | #N/A | 0 | m2 | 100% |  | #N/A |  | #N/A | #N/A |  |  |  | PARTY WALLS | PARTY WALL ICFs
CONCRETE – 26-30 MPa
Concrete mix specification makes a big difference in carbon footprint. The mix specifications here can be used to discuss low-carbon mix options with your supplier. |  | Concrete - 30 MPa, GU / SRMCA / Can. Sask Avg. / | 0 | m2 | 100% |  | 0 |  | 0 | 0 |  |  |  | PARTY WALLS | PARTY WALL ICFs
|  | Concrete - 30 MPa, 10% FA, GU / SRMCA / Can. Sask Avg. / | 0 | m2 | 100% |  | 0 |  | 0 | 0 |  |  |  | PARTY WALLS | PARTY WALL ICFs
|  | Concrete - 30 MPa, 20% FA, GU / SRMCA / Can. Sask Avg. / | 0 | m2 | 100% |  | 0 |  | 0 | 0 |  |  |  | PARTY WALLS | PARTY WALL ICFs
|  | Concrete - 30 MPa, 30% FA, GU / SRMCA / Can. Sask Avg. / | 0 | m2 | 100% |  | 0 |  | 0 | 0 |  |  |  | PARTY WALLS | PARTY WALL ICFs
|  | Concrete - 30 MPa, 40% FA, GU / SRMCA / Can. Sask Avg. / | 0 | m2 | 100% |  | 0 |  | 0 | 0 |  |  |  | PARTY WALLS | PARTY WALL ICFs
|  | #N/A | 0 | m2 | 100% |  | #N/A |  | #N/A | #N/A |  |  |  | PARTY WALLS | PARTY WALL ICFs
|  | #N/A | 0 | m2 | 100% |  | #N/A |  | #N/A | #N/A |  |  |  | PARTY WALLS | PARTY WALL ICFs
CONCRETE – 31-35 MPa
Concrete mix specification makes a big difference in carbon footprint. The mix specifications here can be used to discuss low-carbon mix options with your supplier. |  | Concrete - 35 MPa, GU / SRMCA / Can. Sask Avg. / | 0 | m2 | 100% |  | 0 |  | 0 | 0 |  |  |  | PARTY WALLS | PARTY WALL ICFs
|  | Concrete - 35 MPa, 10% FA, GU / SRMCA / Can. Sask Avg. / | 0 | m2 | 100% |  | 0 |  | 0 | 0 |  |  |  | PARTY WALLS | PARTY WALL ICFs
|  | Concrete - 35 MPa, 20% FA, GU / SRMCA / Can. Sask Avg. / | 0 | m2 | 100% |  | 0 |  | 0 | 0 |  |  |  | PARTY WALLS | PARTY WALL ICFs
|  | Concrete - 35 MPa, 30% FA, GU / SRMCA / Can. Sask Avg. / | 0 | m2 | 100% |  | 0 |  | 0 | 0 |  |  |  | PARTY WALLS | PARTY WALL ICFs
|  | Concrete - 35 MPa, 40% FA, GU / SRMCA / Can. Sask Avg. / | 0 | m2 | 100% |  | 0 |  | 0 | 0 |  |  |  | PARTY WALLS | PARTY WALL ICFs
|  | #N/A | 0 | m2 | 100% |  | #N/A |  | #N/A | #N/A |  |  |  | PARTY WALLS | PARTY WALL ICFs
|  | #N/A | 0 | m2 | 100% |  | #N/A |  | #N/A | #N/A |  |  |  | PARTY WALLS | PARTY WALL ICFs
INSULATED CONCRETE FORMS (ICF) - WOOD CHIP/CEMENT
Step 1: Select ICF size and insulation |  | WOOD CHIP CEMENT ICF 12" R-22 with MINERAL WOOL INSERTS, (3 in. @ R4.2/in.), 15M REBAR | 0 | m2 | 100% |  | 0 |  | 0 | 0 |  | LCA in Composite |  | PARTY WALLS | PARTY WALL ICFs
|  | WOOD CHIP CEMENT ICF 14" R-28 with MINERAL WOOL INSERTS (5 in. @ R4.2/in.), 15M REBAR | 0 | m2 | 100% |  | 0 |  | 0 | 0 |  | LCA in Composite |  | PARTY WALLS | PARTY WALL ICFs
|  | WOOD CHIP CEMENT ICF 12" R-21 with CORK BOARD INSERTS (3 in. @ R4/in.), 15M REBAR | 0 | m2 | 100% |  | 0 |  | 0 | 0 |  | LCA in Composite |  | PARTY WALLS | PARTY WALL ICFs
|  | WOOD CHIP CEMENT ICF 14" R-27 with CORK BOARD INSERTS (5 in. @ R4/in.), 15M REBAR | 0 | m2 | 100% |  | 0 |  | 0 | 0 |  | LCA in Composite |  | PARTY WALLS | PARTY WALL ICFs
CONCRETE – 25 MPa or less
Step 2: Select concrete fill option for the ICF wall system. The quantity of concrete adapts to the ICF selected. |  | Concrete - 25 MPa, GU / SRMCA / Can. Sask Avg. / | 0 | m2 | 100% |  | 0 |  | 0 | 0 |  |  |  | PARTY WALLS | PARTY WALL ICFs
|  | Concrete - 25 MPa, 10% FA, GU / SRMCA / Can. Sask Avg. / | 0 | m2 | 100% |  | 0 |  | 0 | 0 |  |  |  | PARTY WALLS | PARTY WALL ICFs
|  | Concrete - 25 MPa, 20% FA, GU / SRMCA / Can. Sask Avg. / | 0 | m2 | 100% |  | 0 |  | 0 | 0 |  |  |  | PARTY WALLS | PARTY WALL ICFs
|  | Concrete - 25 MPa, 30% FA, GU / SRMCA / Can. Sask Avg. / | 0 | m2 | 100% |  | 0 |  | 0 | 0 |  |  |  | PARTY WALLS | PARTY WALL ICFs
|  | Concrete - 25 MPa, 40% FA, GU / SRMCA / Can. Sask Avg. / | 0 | m2 | 100% |  | 0 |  | 0 | 0 |  |  |  | PARTY WALLS | PARTY WALL ICFs
|  | #N/A | 0 | m2 | 100% |  | #N/A |  | #N/A | #N/A |  |  |  | PARTY WALLS | PARTY WALL ICFs
|  | #N/A | 0 | m2 | 100% |  | #N/A |  | #N/A | #N/A |  |  |  | PARTY WALLS | PARTY WALL ICFs
CONCRETE – 26-30 MPa
Concrete mix specification makes a big difference in carbon footprint. The mix specifications here can be used to discuss low-carbon mix options with your supplier. |  | Concrete - 30 MPa, GU / SRMCA / Can. Sask Avg. / | 0 | m2 | 100% |  | 0 |  | 0 | 0 |  |  |  | PARTY WALLS | PARTY WALL ICFs
|  | Concrete - 30 MPa, 10% FA, GU / SRMCA / Can. Sask Avg. / | 0 | m2 | 100% |  | 0 |  | 0 | 0 |  |  |  | PARTY WALLS | PARTY WALL ICFs
|  | Concrete - 30 MPa, 20% FA, GU / SRMCA / Can. Sask Avg. / | 0 | m2 | 100% |  | 0 |  | 0 | 0 |  |  |  | PARTY WALLS | PARTY WALL ICFs
|  | Concrete - 30 MPa, 30% FA, GU / SRMCA / Can. Sask Avg. / | 0 | m2 | 100% |  | 0 |  | 0 | 0 |  |  |  | PARTY WALLS | PARTY WALL ICFs
|  | Concrete - 30 MPa, 40% FA, GU / SRMCA / Can. Sask Avg. / | 0 | m2 | 100% |  | 0 |  | 0 | 0 |  |  |  | PARTY WALLS | PARTY WALL ICFs
|  | #N/A | 0 | m2 | 100% |  | #N/A |  | #N/A | #N/A |  |  |  | PARTY WALLS | PARTY WALL ICFs
|  | #N/A | 0 | m2 | 100% |  | #N/A |  | #N/A | #N/A |  |  |  | PARTY WALLS | PARTY WALL ICFs
CONCRETE – 31-35 MPa
Concrete mix specification makes a big difference in carbon footprint. The mix specifications here can be used to discuss low-carbon mix options with your supplier. |  | Concrete - 35 MPa, GU / SRMCA / Can. Sask Avg. / | 0 | m2 | 100% |  | 0 |  | 0 | 0 |  |  |  | PARTY WALLS | PARTY WALL ICFs
|  | Concrete - 35 MPa, 10% FA, GU / SRMCA / Can. Sask Avg. / | 0 | m2 | 100% |  | 0 |  | 0 | 0 |  |  |  | PARTY WALLS | PARTY WALL ICFs
|  | Concrete - 35 MPa, 20% FA, GU / SRMCA / Can. Sask Avg. / | 0 | m2 | 100% |  | 0 |  | 0 | 0 |  |  |  | PARTY WALLS | PARTY WALL ICFs
|  | Concrete - 35 MPa, 30% FA, GU / SRMCA / Can. Sask Avg. / | 0 | m2 | 100% |  | 0 |  | 0 | 0 |  |  |  | PARTY WALLS | PARTY WALL ICFs
|  | Concrete - 35 MPa, 40% FA, GU / SRMCA / Can. Sask Avg. / | 0 | m2 | 100% |  | 0 |  | 0 | 0 |  |  |  | PARTY WALLS | PARTY WALL ICFs
|  | #N/A | 0 | m2 | 100% |  | #N/A |  | #N/A | #N/A |  |  |  | PARTY WALLS | PARTY WALL ICFs
|  | #N/A | 0 | m2 | 100% |  | #N/A |  | #N/A | #N/A |  |  |  | PARTY WALLS | PARTY WALL ICFs
© His Majesty the King in Right of Canada, as represented by the Minister of Natural Resources, 2025
© Sa Majesté le Roi du chef du Canada, représentée par le ministre de Ressources naturelles, 2025
Clear This Sheet Only
Note on I3: Hajir H: As of Jan 2026, this column is archived and the formulas in this column has no use
Note on J3: Hajir H: As of Jan 2026, this column is archived and the formulas in this column has no use

## Cladding
SECTION 7 ➜ COMPONENT MATERIALS FOR |  |  | EXTERIOR WALLS - CLADDING
INSTRUCTIONS: (double-click) The NET kgCO2e EMISSIONS column (Col. I) shows the global warming potential (GWP) of each material based on the information provided. You must specify the R-VALUE, THICKNESS, FRAMING SPACING or any other required information in areas highlighted in YELLOW. Enter "1" in the SELECT column (Col. H) to add each material to your building. The net carbon emissions for the selected material will be highlighted in ORANGE. Use the percentage values cell (Col. G) if necessary to adjust the material quantity present in the building. The carbon footprint of each selection will be added to the section SUBTOTAL (top of Col. M) for this page, and for summary reporting.
CATEGORY |  | MATERIAL | QUANTITY |  | % | SELECT | NET kgCO2e EMISSIONS | SELECTED MATERIAL kgCO2e CONTENT | kgCO2e EMISSIONS | kgCO2 STORAGE | Note | kgCO2e EMISSIONS SUBTOTAL FOR EXTERIOR WALLS CLADDING | kgCO2e STORAGE SUBTOTAL FOR EXTERIOR WALLS CLADDING
[12 empty] | 0 | 0 | Category | Subcategory | Thickness | Notes
EXTERIOR CLADDING
BRICK
|  | Brick, Clay, Generic Modular / Brick Industry Association / US-Canada Industry Average / 3-5/8" x 2-3/4" x 7-5/8" incl. 3/8" mortar | 0 | m2 | 100% |  | 0 |  | 0 | 0 |  | Expired 2025 |  | EXTERIOR WALLS - CLADDING | EXTERIOR CLADDING
|  | Brick, Clay / Interstate / Avg Face Brick / 3-5/8" x 2-3/4" x 7-5/8" (92 x 70 x 194 mm) incl. 3/8" mortar | 0 | m2 | 100% |  | 0 |  | 0 | 0 |  | Expired 2025 |  | EXTERIOR WALLS - CLADDING | EXTERIOR CLADDING
|  | Brick, Clay / Interstate / Avg Thin Face Brick / 3-9/16" x 5/8" x 11-5/8" (90 x 16 mm x 295) incl. 3/8" mortar | 0 | m2 | 100% |  | 0 |  | 0 | 0 |  | Expired 2025 |  | EXTERIOR WALLS - CLADDING | EXTERIOR CLADDING
|  | Brick, Clay / SHAW / Slender - Thin Face Brick / 2 1/4" x 1/2" x 7-1/2" (57 x 12.7 mm x 190) incl. 3/8" mortar | 0 | m2 | 100% |  | 0 |  | 0 | 0 |  |  |  | EXTERIOR WALLS - CLADDING | EXTERIOR CLADDING
|  | Brick, Clay / SHAW / Avg Face Brick / 3-5/8" x 2-3/4" x 7-5/8" (92 x 70 x 194 mm) incl. 3/8" mortar | 0 | m2 | 100% |  | 0 |  | 0 | 0 |  |  |  | EXTERIOR WALLS - CLADDING | EXTERIOR CLADDING
|  | Brick, Clay / Mutual Materials / Avg Face Brick (plant Avg) / 3-5/8" x 2-3/4" x 7-5/8" (92 x 70 x 194 mm) incl. 3/8" mortar | 0 | m2 | 100% |  | 0 |  | 0 | 0 |  |  |  | EXTERIOR WALLS - CLADDING | EXTERIOR CLADDING
|  | Brick, Clay / Mutual Materials / Avg Thin Face Brick, Columbia Plant / 2-1/2" x 5/8" x 7-1/2" (64 x 16 x 190 mm) incl. 3/8" mortar | 0 | m2 | 100% |  | 0 |  | 0 | 0 |  |  |  | EXTERIOR WALLS - CLADDING | EXTERIOR CLADDING
WOOD CLADDING
| 3/4" | Cedar Siding / Western Red Cedar Lumber Assn / / 1 x 6 Boards | 0 | m2 | 100% |  | 0 |  | 0 | 0 |  | Expired 2021 |  | EXTERIOR WALLS - CLADDING | EXTERIOR CLADDING | (3/4") | Note: The height of this row is increased because at some zoom levels, the lines in column C of this row may break to additional lines
| 3/4" | Wood - SPF / Canadian Wood Council / British Columbia / | 0 | m2 | 100% |  | 0 |  | 0 | 0 |  |  |  | EXTERIOR WALLS - CLADDING | EXTERIOR CLADDING | (3/4")
| 3/4" | Wood - SPF / Canadian Wood Council / Alberta / | 0 | m2 | 100% |  | 0 |  | 0 | 0 |  |  |  | EXTERIOR WALLS - CLADDING | EXTERIOR CLADDING | (3/4")
| 3/4" | Wood - SPF / Canadian Wood Council / Ontario / | 0 | m2 | 100% |  | 0 |  | 0 | 0 |  |  |  | EXTERIOR WALLS - CLADDING | EXTERIOR CLADDING | (3/4")
| 3/4" | Wood - SPF / Canadian Wood Council / Quebec / | 0 | m2 | 100% |  | 0 |  | 0 | 0 |  |  |  | EXTERIOR WALLS - CLADDING | EXTERIOR CLADDING | (3/4")
| 3/4" | Wood - SPF / Canadian Wood Council / New Brunswick / | 0 | m2 | 100% |  | 0 |  | 0 | 0 |  |  |  | EXTERIOR WALLS - CLADDING | EXTERIOR CLADDING | (3/4")
| 3/4" | Wood - SPF / Canadian Wood Council / Atlantic Canada / | 0 | m2 | 100% |  | 0 |  | 0 | 0 |  |  |  | EXTERIOR WALLS - CLADDING | EXTERIOR CLADDING | (3/4")
FIBER CEMENT
|  | Fiber Cement siding - AVERAGE | 0 | m2 | 100% |  | 0 |  | 0 | 0 |  |  |  | EXTERIOR WALLS - CLADDING | EXTERIOR CLADDING
|  | Fiber Cement siding / Equitone / Pictura and Natura Pro / 8 mm (5/16") | 0 | m2 | 100% |  | 0 |  | 0 | 0 |  | Expired 2025 |  | EXTERIOR WALLS - CLADDING | EXTERIOR CLADDING
|  | Fiber Cement siding / Equitone / Linea¦Lunara sheets / 10 mm | 0 | m2 | 100% |  | 0 |  | 0 | 0 |  |  |  | EXTERIOR WALLS - CLADDING | EXTERIOR CLADDING
|  | Fiber Cement siding / James Hardie / Hardie Plank HZ10, Hardie Panel HZ10, Hardie Architectural Panel HZ10 / 8 mm | 0 | m2 | 100% |  | 0 |  | 0 | 0 |  |  |  | EXTERIOR WALLS - CLADDING | EXTERIOR CLADDING
|  | Fiber Cement siding / James Hardie / Hardie Plank HZ5, Hardie Panel HZ5, Hardie Architectural Panel HZ5 / 8 mm | 0 | m2 | 100% |  | 0 |  | 0 | 0 |  |  |  | EXTERIOR WALLS - CLADDING | EXTERIOR CLADDING
|  | Fiber Cement siding / James Hardie / Hardie Shingle HZ10 / 6.3mm | 0 | m2 | 100% |  | 0 |  | 0 | 0 |  |  |  | EXTERIOR WALLS - CLADDING | EXTERIOR CLADDING
|  | Fiber Cement siding / James Hardie / Hardie Shingle HZ5 / 6.3mm | 0 | m2 | 100% |  | 0 |  | 0 | 0 |  |  |  | EXTERIOR WALLS - CLADDING | EXTERIOR CLADDING
VINYL SIDING
|  | Vinyl Siding / Vinyl Siding Institute / Double 4.5" products from: American Original, Associated Materials, CertainTeed, Novik, Ply Gem / 0.040" Double 4.5" | 0 | m2 | 100% |  | 0 |  | 0 | 0 |  |  |  | EXTERIOR WALLS - CLADDING | EXTERIOR CLADDING
POLYPROPYLENE SIDING
|  | Polypropylene siding / Vinyl Siding Institute / / 0.085" Single 7" wood Shake appearance | 0 | m2 | 100% |  | 0 |  | 0 | 0 |  |  |  | EXTERIOR WALLS - CLADDING | EXTERIOR CLADDING
STEEL PANEL SIDING
|  | Steel Panel Siding - AVERAGE | 0 | m2 | 100% |  | 0 |  | 0 | 0 |  |  |  | EXTERIOR WALLS - CLADDING | EXTERIOR CLADDING
|  | Metal Panels - Steel / Metal Construction Assn. / 24 gauge | 0 | m2 | 100% |  | 0 |  | 0 | 0 |  | Expired 2025 |  | EXTERIOR WALLS - CLADDING | EXTERIOR CLADDING
|  | Metal Panels - Steel / AEP Span / All roofing & wall products / 24 gauge | 0 | m2 | 100% |  | 0 |  | 0 | 0 |  |  |  | EXTERIOR WALLS - CLADDING | EXTERIOR CLADDING
|  | Metal Panels - Steel / ArcelorMittal / XCarb RRP / 24 gauge | 0 | m2 | 100% |  | 0 |  | 0 | 0 |  |  |  | EXTERIOR WALLS - CLADDING | EXTERIOR CLADDING
|  | Metal Panels - Steel / Canadian Sheet Steel Building Institute / 24 gauge | 0 | m2 | 100% |  | 0 |  | 0 | 0 |  |  |  | EXTERIOR WALLS - CLADDING | EXTERIOR CLADDING
|  | Metal Panels - Steel / Metal Building Manufacturers Assn / List of participating members: https://www.mbma.com/System_Members.html / 24 gauge | 0 | m2 | 100% |  | 0 |  | 0 | 0 |  |  |  | EXTERIOR WALLS - CLADDING | EXTERIOR CLADDING
|  | Metal Panels - Steel / Petersen Aluminum Corp / Pac-Clad, all profiles / 24 gauge | 0 | m2 | 100% |  | 0 |  | 0 | 0 |  |  |  | EXTERIOR WALLS - CLADDING | EXTERIOR CLADDING
ALUMINUM PANEL SIDING
|  | Aluminum Panel Siding - AVERAGE | 0 | m2 | 100% |  | 0 |  | 0 | 0 |  |  |  | EXTERIOR WALLS - CLADDING | EXTERIOR CLADDING
|  | Metal Panels - Aluminum / Metal Construction Assn. / 22 gauge / Includes: ATAS, DMI, Englert, Fabral,McElroy, Pac-Clad | 0 | m2 | 100% |  | 0 |  | 0 | 0 |  |  |  | EXTERIOR WALLS - CLADDING | EXTERIOR CLADDING
|  | Metal Panels - Aluminum / Petersen Aluminum Corp / Pac-Clad, all profiles / 20 gauge | 0 | m2 | 100% |  | 0 |  | 0 | 0 |  |  |  | EXTERIOR WALLS - CLADDING | EXTERIOR CLADDING
PLASTER FINISHES
|  | Clay plaster / Site mixed / / 15 mm | 0 | m2 | 100% |  | 0 |  | 0 | 0 |  | Peer-reviewed LCA, 2014 |  | EXTERIOR WALLS - CLADDING | EXTERIOR CLADDING
|  | Acrylic Stucco Textured Finish / Sto / Stolit 1.0, Stolit 1.5, Stolit Freeform / | 0 | m2 | 100% |  | 0 |  | 0 | 0 |  | Expired 2024 |  | EXTERIOR WALLS - CLADDING | EXTERIOR CLADDING
|  | Lime/Cork Plaster (Ext. & Int.) / Diasen / Diathonite Evolution, R3.2-inch / 3/4" | 0 | m2 | 100% |  | 0 |  | 0 | 0 |  |  |  | EXTERIOR WALLS - CLADDING | EXTERIOR CLADDING
|  | Lime/Cork Plaster (Ext. & Int.) / Diasen / Diathonite Thermactive.037, R3.9-inch / 3/4" | 0 | m2 | 100% |  | 0 |  | 0 | 0 |  |  |  | EXTERIOR WALLS - CLADDING | EXTERIOR CLADDING
ENGINEERED WOOD SIDING
|  | Engineered Wood Siding & Trim / LP / BuilderSeries® Lap Siding / 9/32" (7.3 mm) | 0 | m2 | 100% |  | 0 |  | 0 | 0 |  |  |  | EXTERIOR WALLS - CLADDING | EXTERIOR CLADDING
|  | Engineered Wood Siding & Trim / LP / SmartSide / 0.354" (9 mm) | 0 | m2 | 100% |  | 0 |  | 0 | 0 |  |  |  | EXTERIOR WALLS - CLADDING | EXTERIOR CLADDING |  | Note: The height of this row is increased because at some zoom levels, the lines in column C of this row may break to additional lines
|  | Engineered Wood Siding & Trim / LP / SmartSide / 0.418" (10.6 mm) | 0 | m2 | 100% |  | 0 |  | 0 | 0 |  |  |  | EXTERIOR WALLS - CLADDING | EXTERIOR CLADDING
|  | Engineered Wood Siding & Trim / LP / SmartSide / 0.578" (14.7mm) | 0 | m2 | 100% |  | 0 |  | 0 | 0 |  |  |  | EXTERIOR WALLS - CLADDING | EXTERIOR CLADDING
|  | Engineered Wood Siding & Trim / LP / SmartSide ExpertFinish / 3/8" (9.5 mm) | 0 | m2 | 100% |  | 0 |  | 0 | 0 |  |  |  | EXTERIOR WALLS - CLADDING | EXTERIOR CLADDING
STRAPPING for RAIN SCREEN |  |  | STRAPPING SPACING: |  | in
1x4 STRAPPING for RAIN SCREEN
|  | Wood - SPF / Canadian Wood Council / British Columbia / | 0 | m2 | 100% |  | 0 |  | 0 | 0 |  |  |  | EXTERIOR WALLS - CLADDING | STRAPPING for RAIN SCREEN | (1x4)
|  | Wood - SPF / Canadian Wood Council / Alberta / | 0 | m2 | 100% |  | 0 |  | 0 | 0 |  |  |  | EXTERIOR WALLS - CLADDING | STRAPPING for RAIN SCREEN | (1x4)
|  | Wood - SPF / Canadian Wood Council / Ontario / | 0 | m2 | 100% |  | 0 |  | 0 | 0 |  |  |  | EXTERIOR WALLS - CLADDING | STRAPPING for RAIN SCREEN | (1x4)
|  | Wood - SPF / Canadian Wood Council / Quebec / | 0 | m2 | 100% |  | 0 |  | 0 | 0 |  |  |  | EXTERIOR WALLS - CLADDING | STRAPPING for RAIN SCREEN | (1x4)
|  | Wood - SPF / Canadian Wood Council / New Brunswick / | 0 | m2 | 100% |  | 0 |  | 0 | 0 |  |  |  | EXTERIOR WALLS - CLADDING | STRAPPING for RAIN SCREEN | (1x4)
|  | Wood - SPF / Canadian Wood Council / Atlantic Canada / | 0 | m2 | 100% |  | 0 |  | 0 | 0 |  |  |  | EXTERIOR WALLS - CLADDING | STRAPPING for RAIN SCREEN | (1x4)
2x4 STRAPPING for RAIN SCREEN
|  | Wood - SPF / Canadian Wood Council / British Columbia / | 0 | m2 | 100% |  | 0 |  | 0 | 0 |  |  |  | EXTERIOR WALLS - CLADDING | STRAPPING for RAIN SCREEN | (2x4)
|  | Wood - SPF / Canadian Wood Council / Alberta / | 0 | m2 | 100% |  | 0 |  | 0 | 0 |  |  |  | EXTERIOR WALLS - CLADDING | STRAPPING for RAIN SCREEN | (2x4)
|  | Wood - SPF / Canadian Wood Council / Ontario / | 0 | m2 | 100% |  | 0 |  | 0 | 0 |  |  |  | EXTERIOR WALLS - CLADDING | STRAPPING for RAIN SCREEN | (2x4)
|  | Wood - SPF / Canadian Wood Council / Quebec / | 0 | m2 | 100% |  | 0 |  | 0 | 0 |  |  |  | EXTERIOR WALLS - CLADDING | STRAPPING for RAIN SCREEN | (2x4)
|  | Wood - SPF / Canadian Wood Council / New Brunswick / | 0 | m2 | 100% |  | 0 |  | 0 | 0 |  |  |  | EXTERIOR WALLS - CLADDING | STRAPPING for RAIN SCREEN | (2x4)
|  | Wood - SPF / Canadian Wood Council / Atlantic Canada / | 0 | m2 | 100% |  | 0 |  | 0 | 0 |  |  |  | EXTERIOR WALLS - CLADDING | STRAPPING for RAIN SCREEN | (2x4)
INTERIOR CLADDING for EXTERIOR WALLS
DRYWALL 1/2"
|  | Drywall 1/2" Typical - Interior Cladding for Exterior Walls - AVERAGE | 0 | m2 | 100% |  | 0 |  | 0 | 0 |  |  |  | EXTERIOR WALLS - CLADDING | INTERIOR CLADDING for EXTERIOR WALLS
|  | Drywall 1/2" / Pabco / QuietRock / QuietRock 1/2" | 0 | m2 | 100% |  | 0 |  | 0 | 0 |  | Expired 2025 |  | EXTERIOR WALLS - CLADDING | INTERIOR CLADDING for EXTERIOR WALLS
|  | Drywall 1/2" / National Gypsum / Gold Bond XP Gypsum Board / 1/2" (12.7 mm) | 0 | m2 | 100% |  | 0 |  | 0 | 0 |  |  |  | EXTERIOR WALLS - CLADDING | INTERIOR CLADDING for EXTERIOR WALLS
DRYWALL 5/8"
|  | Drywall 5/8" Typical - Interior Cladding for Exterior Walls - AVERAGE | 0 | m2 | 100% |  | 0 |  | 0 | 0 |  |  |  | EXTERIOR WALLS - CLADDING | INTERIOR CLADDING for EXTERIOR WALLS
|  | Drywall 5/8" / / Includes American Gypsum, CertainTeed, Continental, Georgia-Pacific, National Gypsum, Pabco, USG, CGC / 5/8" | 0 | m2 | 100% |  | 0 |  | 0 | 0 |  | Expired 2025 |  | EXTERIOR WALLS - CLADDING | INTERIOR CLADDING for EXTERIOR WALLS
|  | Drywall 5/8" Type X / National Gypsum / Gold Bond XP Fire-Shield Gypsum Board / 5/8'' type X | 0 | m2 | 100% |  | 0 |  | 0 | 0 |  |  |  | EXTERIOR WALLS - CLADDING | INTERIOR CLADDING for EXTERIOR WALLS
|  | Drywall 5/8" / USG / Sheetrock Brand EcoSmart Firecode X / 5/8'' type X | 0 | m2 | 100% |  | 0 |  | 0 | 0 |  |  |  | EXTERIOR WALLS - CLADDING | INTERIOR CLADDING for EXTERIOR WALLS
OTHER CLADDING MATERIALS
|  | MgO board 1/2" / North American MgO / MagTech Ultra / 1/2" | 0 | m2 | 100% |  | 0 |  | 0 | 0 |  | Expired 2023 |  | EXTERIOR WALLS - CLADDING | INTERIOR CLADDING for EXTERIOR WALLS
| 3/4" | Wood - SPF / Canadian Wood Council / British Columbia / | 0 | m2 | 100% |  | 0 |  | 0 | 0 |  |  |  | EXTERIOR WALLS - CLADDING | INTERIOR CLADDING for EXTERIOR WALLS | (3/4")
| 3/4" | Wood - SPF / Canadian Wood Council / Alberta / | 0 | m2 | 100% |  | 0 |  | 0 | 0 |  |  |  | EXTERIOR WALLS - CLADDING | INTERIOR CLADDING for EXTERIOR WALLS | (3/4")
| 3/4" | Wood - SPF / Canadian Wood Council / Ontario / | 0 | m2 | 100% |  | 0 |  | 0 | 0 |  |  |  | EXTERIOR WALLS - CLADDING | INTERIOR CLADDING for EXTERIOR WALLS | (3/4")
| 3/4" | Wood - SPF / Canadian Wood Council / Quebec / | 0 | m2 | 100% |  | 0 |  | 0 | 0 |  |  |  | EXTERIOR WALLS - CLADDING | INTERIOR CLADDING for EXTERIOR WALLS | (3/4")
| 3/4" | Wood - SPF / Canadian Wood Council / New Brunswick / | 0 | m2 | 100% |  | 0 |  | 0 | 0 |  |  |  | EXTERIOR WALLS - CLADDING | INTERIOR CLADDING for EXTERIOR WALLS | (3/4")
| 3/4" | Wood - SPF / Canadian Wood Council / Atlantic Canada / | 0 | m2 | 100% |  | 0 |  | 0 | 0 |  |  |  | EXTERIOR WALLS - CLADDING | INTERIOR CLADDING for EXTERIOR WALLS | (3/4")
|  | Cedar Siding / Western Red Cedar Lumber Assn / / 1 x 6 Boards | 0 | m2 | 100% |  | 0 |  | 0 | 0 |  | Expired 2021 |  | EXTERIOR WALLS - CLADDING | INTERIOR CLADDING for EXTERIOR WALLS |  | Note: The height of this row is increased because at some zoom levels, the lines in column C of this row may break to additional lines
|  | Plywood / Canadian Wood Council / / 1/2" | 0 | m2 | 100% |  | 0 |  | 0 | 0 |  |  |  | EXTERIOR WALLS - CLADDING | INTERIOR CLADDING for EXTERIOR WALLS
|  | Clay plaster / Site mixed / / 15 mm | 0 | m2 | 100% |  | 0 |  | 0 | 0 |  | Peer-reviewed LCA, 2014 |  | EXTERIOR WALLS - CLADDING | INTERIOR CLADDING for EXTERIOR WALLS
|  | Bamboo plywood / Smith & Fong / Plyboo / 1/2" (12.7 mm) | 0 | m2 | 100% |  | 0 |  | 0 | 0 |  |  |  | EXTERIOR WALLS - CLADDING | INTERIOR CLADDING for EXTERIOR WALLS
|  | Bamboo plywood / Smith & Fong / Plyboo / 3/4" (19 mm) | 0 | m2 | 100% |  | 0 |  | 0 | 0 |  |  |  | EXTERIOR WALLS - CLADDING | INTERIOR CLADDING for EXTERIOR WALLS
|  | Plywood / British Columbia Average / Includes : West Fraser Mills, Thompson River Veneer Products / 1/2" | 0 | m2 | 100% |  | 0 |  | 0 | 0 |  |  |  | EXTERIOR WALLS - CLADDING | INTERIOR CLADDING for EXTERIOR WALLS
© His Majesty the King in Right of Canada, as represented by the Minister of Natural Resources, 2025
© Sa Majesté le Roi du chef du Canada, représentée par le ministre de Ressources naturelles, 2025
Clear This Sheet Only
Note on I3: Hajir H: As of Jan 2026, this column is archived and the formulas in this column has no use
Note on J3: Hajir H: As of Jan 2026, this column is archived and the formulas in this column has no use

## Windows
SECTION 8 ➜ COMPONENT MATERIALS FOR |  |  | WINDOWS
INSTRUCTIONS: (double-click) The NET kgCO2e EMISSIONS column (Col. I) shows the global warming potential (GWP) of each material based on the information provided. You must specify the R-VALUE, THICKNESS, FRAMING SPACING or any other required information in areas highlighted in YELLOW. Enter "1" in the SELECT column (Col. H) to add each material to your building. The net carbon emissions for the selected material will be highlighted in ORANGE. Use the percentage values cell (Col. G) if necessary to adjust the material quantity present in the building. The carbon footprint of each selection will be added to the section SUBTOTAL (top of Col. M) for this page, and for summary reporting.
CATEGORY |  | MATERIAL | QUANTITY |  | % | SELECT | NET kgCO2e EMISSIONS | SELECTED MATERIAL kgCO2e CONTENT | kgCO2e EMISSIONS | kgCO2 STORAGE | Note | kgCO2e EMISSIONS SUBTOTAL FOR WINDOWS | kgCO2e STORAGE SUBTOTAL FOR WINDOWS
[12 empty] | 0 | 0 | Category | Subcategory | Thickness | Notes
DOUBLE PANE WINDOWS
|  | Window - double pane / Fiberglass frame / / USA & CAN | 0 | m2 | 100% |  | 0 |  | 0 | 0 |  | BfCA Study (Tally) |  | WINDOWS | DOUBLE PANE WINDOWS - GENERIC
|  | Window - double pane / Vinyl frame / / USA & CAN | 0 | m2 | 100% |  | 0 |  | 0 | 0 |  | BfCA Study (Tally) |  | WINDOWS | DOUBLE PANE WINDOWS - GENERIC
|  | Window - double pane / Wood frame / / USA & CAN | 0 | m2 | 100% |  | 0 |  | 0 | 0 |  | BfCA Study (Tally) |  | WINDOWS | DOUBLE PANE WINDOWS - GENERIC
|  | Window - double pane / Wood frame, aluminum cladding / / USA & CAN | 0 | m2 | 100% |  | 0 |  | 0 | 0 |  | BfCA Study (Tally) |  | WINDOWS | DOUBLE PANE WINDOWS - GENERIC
TRIPLE PANE WINDOWS
|  | Window - triple pane / Fiberglass frame / / USA & CAN | 0 | m2 | 100% |  | 0 |  | 0 | 0 |  | BfCA Study (Tally) |  | WINDOWS | TRIPLE PANE WINDOWS - GENERIC
|  | Window - triple pane / Vinyl frame / / USA & CAN | 0 | m2 | 100% |  | 0 |  | 0 | 0 |  | BfCA Study (Tally) |  | WINDOWS | TRIPLE PANE WINDOWS - GENERIC
|  | Window - triple pane / Wood frame / / USA & CAN | 0 | m2 | 100% |  | 0 |  | 0 | 0 |  | BfCA Study (Tally) |  | WINDOWS | TRIPLE PANE WINDOWS - GENERIC
|  | Window - triple pane / Wood frame, aluminum cladding / / USA & CAN | 0 | m2 | 100% |  | 0 |  | 0 | 0 |  | BfCA Study (Tally) |  | WINDOWS | TRIPLE PANE WINDOWS - GENERIC
WINDOWS - SPECIFIC MANUFACTURERS
|  | Window - double pane / Andersen / E-series (Average Double-hung/Awning/Picture) / Wood frame, aluminum cladding | 0 | m2 | 100% |  | 0 |  | 0 | 0 |  |  |  | WINDOWS | WINDOWS - SPECIFIC MANUFACTURERS
|  | Window - double pane / Inline Fiberglass / 300 Series Tilt and Turn, 300 Series Fixed, 325 Series Awning/Casement, 325 Series Fixed, and 400 Series / Fiberglass frame | 0 | m2 | 100% |  | 0 |  | 0 | 0 |  |  |  | WINDOWS | WINDOWS - SPECIFIC MANUFACTURERS
|  | Window - double-glazed / AluQuebec / Avg of fixed, casement, slider, hung, tilt & turn, awning / Aluminum frame | 0 | m2 | 100% |  | 0 |  | 0 | 0 |  |  |  | WINDOWS | WINDOWS - SPECIFIC MANUFACTURERS
|  | Window - double-glazed / Arcadia / CV200, T200 / Projected & casement / Aluminum frame | 0 | m2 | 100% |  | 0 |  | 0 | 0 |  |  |  | WINDOWS | WINDOWS - SPECIFIC MANUFACTURERS
|  | Window - double-glazed / EFCO / Xtherm, 5FXT, FX45, 6615, 6621, 6715, FX32, OG32, OG45 / Fixed / Aluminum frame | 0 | m2 | 100% |  | 0 |  | 0 | 0 |  |  |  | WINDOWS | WINDOWS - SPECIFIC MANUFACTURERS
|  | Window - double-glazed / EFCO / Xtherm, 875V, 2700, 2701, 450G, 590X, 6725, PG32, PX32, WV410, WV430 / Projected & casement / Aluminum frame | 0 | m2 | 100% |  | 0 |  | 0 | 0 |  |  |  | WINDOWS | WINDOWS - SPECIFIC MANUFACTURERS
|  | Window - double-glazed / Kawneer / Optiq AA4325, 8225TL¦TLF, 526, AA 6400¦6500, NX-300¦3000 / Projected & casement / Aluminum frame | 0 | m2 | 100% |  | 0 |  | 0 | 0 |  |  |  | WINDOWS | WINDOWS - SPECIFIC MANUFACTURERS
|  | Window - double-glazed / Kawneer / OptiQ AA5450, TR-9100, 8400TL, AA6400¦6500¦6600 / Hung & sliding / Aluminum frame | 0 | m2 | 100% |  | 0 |  | 0 | 0 |  |  |  | WINDOWS | WINDOWS - SPECIFIC MANUFACTURERS
|  | Window - double-glazed / Wasau / INvent casement windows / Aluminum frame | 0 | m2 | 100% |  | 0 |  | 0 | 0 |  |  |  | WINDOWS | WINDOWS - SPECIFIC MANUFACTURERS
|  | Window - double-glazed / Wasau / INvent fixed windows / Aluminum frame | 0 | m2 | 100% |  | 0 |  | 0 | 0 |  |  |  | WINDOWS | WINDOWS - SPECIFIC MANUFACTURERS
© His Majesty the King in Right of Canada, as represented by the Minister of Natural Resources, 2025
© Sa Majesté le Roi du chef du Canada, représentée par le ministre de Ressources naturelles, 2025
Clear This Sheet Only
Note on I3: Hajir H: As of Jan 2026, this column is archived and the formulas in this column has no use
Note on J3: Hajir H: As of Jan 2026, this column is archived and the formulas in this column has no use

## Int. Walls
SECTION 9 ➜ COMPONENT MATERIALS FOR |  |  | INTERIOR WALLS
INSTRUCTIONS: (double-click) The NET kgCO2e EMISSIONS column (Col. I) shows the global warming potential (GWP) of each material based on the information provided. You must specify the R-VALUE, THICKNESS, FRAMING SPACING or any other required information in areas highlighted in YELLOW. Enter "1" in the SELECT column (Col. H) to add each material to your building. The net carbon emissions for the selected material will be highlighted in ORANGE. Use the percentage values cell (Col. G) if necessary to adjust the material quantity present in the building. The carbon footprint of each selection will be added to the section SUBTOTAL (top of Col. M) for this page, and for summary reporting.
CATEGORY |  | MATERIAL | QUANTITY |  | % | SELECT | NET kgCO2e EMISSIONS | SELECTED MATERIAL kgCO2e CONTENT | kgCO2e EMISSIONS | kgCO2 STORAGE | Note | kgCO2e EMISSIONS SUBTOTAL FOR INTERIOR WALLS | kgCO2e STORAGE SUBTOTAL FOR INTERIOR WALLS
[12 empty] | 0 | 0 | Category | Subcategory | Thickness | Notes
WOOD FRAME CONSTRUCTION |  |  | FRAMING SPACING: |  | in
2x3 WOOD FRAME CONSTRUCTION
|  | Wood - SPF / Canadian Wood Council / British Columbia / | 0 | m2 | 100% |  | 0 |  | 0 | 0 |  |  |  | INTERIOR WALLS - STRUCTURE & CLADDING | INTERIOR WALL FRAMING | (2x3)
|  | Wood - SPF / Canadian Wood Council / Alberta / | 0 | m2 | 100% |  | 0 |  | 0 | 0 |  |  |  | INTERIOR WALLS - STRUCTURE & CLADDING | INTERIOR WALL FRAMING | (2x3)
|  | Wood - SPF / Canadian Wood Council / Ontario / | 0 | m2 | 100% |  | 0 |  | 0 | 0 |  |  |  | INTERIOR WALLS - STRUCTURE & CLADDING | INTERIOR WALL FRAMING | (2x3)
|  | Wood - SPF / Canadian Wood Council / Quebec / | 0 | m2 | 100% |  | 0 |  | 0 | 0 |  |  |  | INTERIOR WALLS - STRUCTURE & CLADDING | INTERIOR WALL FRAMING | (2x3)
|  | Wood - SPF / Canadian Wood Council / New Brunswick / | 0 | m2 | 100% |  | 0 |  | 0 | 0 |  |  |  | INTERIOR WALLS - STRUCTURE & CLADDING | INTERIOR WALL FRAMING | (2x3)
|  | Wood - SPF / Canadian Wood Council / Atlantic Canada / | 0 | m2 | 100% |  | 0 |  | 0 | 0 |  |  |  | INTERIOR WALLS - STRUCTURE & CLADDING | INTERIOR WALL FRAMING | (2x3)
2x4 WOOD FRAME CONSTRUCTION
|  | Wood - SPF / Canadian Wood Council / British Columbia / | 0 | m2 | 100% |  | 0 |  | 0 | 0 |  |  |  | INTERIOR WALLS - STRUCTURE & CLADDING | INTERIOR WALL FRAMING | (2x4)
|  | Wood - SPF / Canadian Wood Council / Alberta / | 0 | m2 | 100% |  | 0 |  | 0 | 0 |  |  |  | INTERIOR WALLS - STRUCTURE & CLADDING | INTERIOR WALL FRAMING | (2x4)
|  | Wood - SPF / Canadian Wood Council / Ontario / | 0 | m2 | 100% |  | 0 |  | 0 | 0 |  |  |  | INTERIOR WALLS - STRUCTURE & CLADDING | INTERIOR WALL FRAMING | (2x4)
|  | Wood - SPF / Canadian Wood Council / Quebec / | 0 | m2 | 100% |  | 0 |  | 0 | 0 |  |  |  | INTERIOR WALLS - STRUCTURE & CLADDING | INTERIOR WALL FRAMING | (2x4)
|  | Wood - SPF / Canadian Wood Council / New Brunswick / | 0 | m2 | 100% |  | 0 |  | 0 | 0 |  |  |  | INTERIOR WALLS - STRUCTURE & CLADDING | INTERIOR WALL FRAMING | (2x4)
|  | Wood - SPF / Canadian Wood Council / Atlantic Canada / | 0 | m2 | 100% |  | 0 |  | 0 | 0 |  |  |  | INTERIOR WALLS - STRUCTURE & CLADDING | INTERIOR WALL FRAMING | (2x4)
2x6 WOOD FRAME CONSTRUCTION
|  | Wood - SPF / Canadian Wood Council / British Columbia / | 0 | m2 | 100% |  | 0 |  | 0 | 0 |  |  |  | INTERIOR WALLS - STRUCTURE & CLADDING | INTERIOR WALL FRAMING | (2x6)
|  | Wood - SPF / Canadian Wood Council / Alberta / | 0 | m2 | 100% |  | 0 |  | 0 | 0 |  |  |  | INTERIOR WALLS - STRUCTURE & CLADDING | INTERIOR WALL FRAMING | (2x6)
|  | Wood - SPF / Canadian Wood Council / Ontario / | 0 | m2 | 100% |  | 0 |  | 0 | 0 |  |  |  | INTERIOR WALLS - STRUCTURE & CLADDING | INTERIOR WALL FRAMING | (2x6)
|  | Wood - SPF / Canadian Wood Council / Quebec / | 0 | m2 | 100% |  | 0 |  | 0 | 0 |  |  |  | INTERIOR WALLS - STRUCTURE & CLADDING | INTERIOR WALL FRAMING | (2x6)
|  | Wood - SPF / Canadian Wood Council / New Brunswick / | 0 | m2 | 100% |  | 0 |  | 0 | 0 |  |  |  | INTERIOR WALLS - STRUCTURE & CLADDING | INTERIOR WALL FRAMING | (2x6)
|  | Wood - SPF / Canadian Wood Council / Atlantic Canada / | 0 | m2 | 100% |  | 0 |  | 0 | 0 |  |  |  | INTERIOR WALLS - STRUCTURE & CLADDING | INTERIOR WALL FRAMING | (2x6)
STEEL FRAME CONSTRUCTION |  |  | FRAMING SPACING: |  | in
STEEL FRAMING, 2x4
|  | Steel Framing - Interior Walls - AVERAGE | 0 | m2 | 100% |  | 0 |  | 0 | 0 |  |  |  | INTERIOR WALLS - STRUCTURE & CLADDING | INTERIOR WALL FRAMING
Use % function to adjust for different gauges of steel studs. |  | Steel studs - Non-loadbearing / MarinoWARE / Viper Stud Viper 20 / 362-S-125-18, 20EQ gauge, "2x4" | 0 | m2 | 100% |  | 0 |  | 0 | 0 |  |  |  | INTERIOR WALLS - STRUCTURE & CLADDING | INTERIOR WALL FRAMING
|  | Steel studs - Non-loadbearing / ClarkDietrich / / 362-S-125-18, 20EQ gauge, "2x4" | 0 | m2 | 100% |  | 0 |  | 0 | 0 |  |  |  | INTERIOR WALLS - STRUCTURE & CLADDING | INTERIOR WALL FRAMING
INTERIOR WALL CLADDING
DRYWALL 1/2"
|  | Drywall 1/2" Typical - Interior Walls - AVERAGE | 0 | m2 | 100% |  | 0 |  | 0 | 0 |  |  |  | INTERIOR WALLS - STRUCTURE & CLADDING | INTERIOR WALL CLADDING
|  | Drywall 1/2" / Pabco / QuietRock / QuietRock 1/2" | 0 | m2 | 100% |  | 0 |  | 0 | 0 |  | Expired 2025 |  | INTERIOR WALLS - STRUCTURE & CLADDING | INTERIOR WALL CLADDING
|  | Drywall 1/2" / National Gypsum / Gold Bond XP Gypsum Board / 1/2" (12.7 mm) | 0 | m2 | 100% |  | 0 |  | 0 | 0 |  |  |  | INTERIOR WALLS - STRUCTURE & CLADDING | INTERIOR WALL CLADDING
DRYWALL 5/8"
|  | Drywall 5/8" Typical - Interior Walls - AVERAGE | 0 | m2 | 100% |  | 0 |  | 0 | 0 |  |  |  | INTERIOR WALLS - STRUCTURE & CLADDING | INTERIOR WALL CLADDING
|  | Drywall 5/8" / / Includes American Gypsum, CertainTeed, Continental, Georgia-Pacific, National Gypsum, Pabco, USG, CGC / 5/8" | 0 | m2 | 100% |  | 0 |  | 0 | 0 |  | Expired 2025 |  | INTERIOR WALLS - STRUCTURE & CLADDING | INTERIOR WALL CLADDING
|  | Drywall 5/8" Type X / National Gypsum / Gold Bond XP Fire-Shield Gypsum Board / 5/8'' type X | 0 | m2 | 100% |  | 0 |  | 0 | 0 |  |  |  | INTERIOR WALLS - STRUCTURE & CLADDING | INTERIOR WALL CLADDING
|  | Drywall 5/8" / USG / Sheetrock Brand EcoSmart Firecode X / 5/8'' type X | 0 | m2 | 100% |  | 0 |  | 0 | 0 |  |  |  | INTERIOR WALLS - STRUCTURE & CLADDING | INTERIOR WALL CLADDING
OTHER CLADDING MATERIALS
|  | MgO board 1/2" / North American MgO / MagTech Ultra / 1/2" | 0 | m2 | 100% |  | 0 |  | 0 | 0 |  | Expired 2023 |  | INTERIOR WALLS - STRUCTURE & CLADDING | INTERIOR WALL CLADDING
| 3/4" | Wood - SPF / Canadian Wood Council / British Columbia / | 0 | m2 | 100% |  | 0 |  | 0 | 0 |  |  |  | INTERIOR WALLS - STRUCTURE & CLADDING | INTERIOR WALL CLADDING | (3/4")
| 3/4" | Wood - SPF / Canadian Wood Council / Alberta / | 0 | m2 | 100% |  | 0 |  | 0 | 0 |  |  |  | INTERIOR WALLS - STRUCTURE & CLADDING | INTERIOR WALL CLADDING | (3/4")
| 3/4" | Wood - SPF / Canadian Wood Council / Ontario / | 0 | m2 | 100% |  | 0 |  | 0 | 0 |  |  |  | INTERIOR WALLS - STRUCTURE & CLADDING | INTERIOR WALL CLADDING | (3/4")
| 3/4" | Wood - SPF / Canadian Wood Council / Quebec / | 0 | m2 | 100% |  | 0 |  | 0 | 0 |  |  |  | INTERIOR WALLS - STRUCTURE & CLADDING | INTERIOR WALL CLADDING | (3/4")
| 3/4" | Wood - SPF / Canadian Wood Council / New Brunswick / | 0 | m2 | 100% |  | 0 |  | 0 | 0 |  |  |  | INTERIOR WALLS - STRUCTURE & CLADDING | INTERIOR WALL CLADDING | (3/4")
| 3/4" | Wood - SPF / Canadian Wood Council / Atlantic Canada / | 0 | m2 | 100% |  | 0 |  | 0 | 0 |  |  |  | INTERIOR WALLS - STRUCTURE & CLADDING | INTERIOR WALL CLADDING | (3/4")
|  | Cedar Siding / Western Red Cedar Lumber Assn / / 1 x 6 Boards | 0 | m2 | 100% |  | 0 |  | 0 | 0 |  | Expired 2021 |  | INTERIOR WALLS - STRUCTURE & CLADDING | INTERIOR WALL CLADDING |  | Note: The height of this row is increased because at some zoom levels, the lines in column C of this row may break to additional lines
|  | Plywood / Canadian Wood Council / / 1/2" | 0 | m2 | 100% |  | 0 |  | 0 | 0 |  |  |  | INTERIOR WALLS - STRUCTURE & CLADDING | INTERIOR WALL CLADDING
|  | Clay plaster / Site mixed / / 15 mm | 0 | m2 | 100% |  | 0 |  | 0 | 0 |  | Peer-reviewed LCA, 2014 |  | INTERIOR WALLS - STRUCTURE & CLADDING | INTERIOR WALL CLADDING
|  | Bamboo plywood / Smith & Fong / Plyboo / 1/2" (12.7 mm) | 0 | m2 | 100% |  | 0 |  | 0 | 0 |  |  |  | INTERIOR WALLS - STRUCTURE & CLADDING | INTERIOR WALL CLADDING
|  | Bamboo plywood / Smith & Fong / Plyboo / 3/4" (19 mm) | 0 | m2 | 100% |  | 0 |  | 0 | 0 |  |  |  | INTERIOR WALLS - STRUCTURE & CLADDING | INTERIOR WALL CLADDING
|  | Plywood / British Columbia Average / Includes : West Fraser Mills, Thompson River Veneer Products / 1/2" | 0 | m2 | 100% |  | 0 |  | 0 | 0 |  |  |  | INTERIOR WALLS - STRUCTURE & CLADDING | INTERIOR WALL CLADDING
CAVITY INSULATION |  |  | R-VALUE:
| FIBERGLASS BATT |  | R-VALUE:
|  | Fiberglass batt - AVERAGE | 0 | m2 | 100% |  | 0 |  | 0 | 0 |  |  |  | INTERIOR WALLS - STRUCTURE & CLADDING | INTERIOR WALL INSULATION
|  | Fiberglass batt / Johns Manville / Unfaced, ComfortTherm, Cavity-SHIELD, FSK-25 / R 3.4/inch | 0 | m2 | 100% |  | 0 |  | 0 | 0 |  |  |  | INTERIOR WALLS - STRUCTURE & CLADDING | INTERIOR WALL INSULATION
|  | Fiberglass batt / NAIMA / / R 4.4/inch | 0 | m2 | 100% |  | 0 |  | 0 | 0 |  |  |  | INTERIOR WALLS - STRUCTURE & CLADDING | INTERIOR WALL INSULATION
|  | Fiberglass batt & roll / Owens Corning / Unfaced, PINK Next Gen Fiberglas / R 3.6/inch avg. | 0 | m2 | 100% |  | 0 |  | 0 | 0 |  |  |  | INTERIOR WALLS - STRUCTURE & CLADDING | INTERIOR WALL INSULATION
| FIBERGLASS BLOWN-IN |  | R-VALUE: | [10 empty] | INTERIOR WALLS - STRUCTURE & CLADDING | INTERIOR WALL INSULATION
|  | Fiberglass loose fill - AVERAGE | 0 | m2 | 100% |  | 0 |  | 0 | 0 |  |  |  | INTERIOR WALLS - STRUCTURE & CLADDING | INTERIOR WALL INSULATION
|  | Fiberglass loose fill / CertainTeed / InsulSafe, Optima, TruComfort / R 2.6/inch | 0 | m2 | 100% |  | 0 |  | 0 | 0 |  | Expired 2024 |  | INTERIOR WALLS - STRUCTURE & CLADDING | INTERIOR WALL INSULATION
|  | Fiberglass loose fill / Johns Manville / Climate Pro, Attic Protector, JM Spider PLUS (Canada) / R 2.8/inch, Formaldehyde-free | 0 | m2 | 100% |  | 0 |  | 0 | 0 |  |  |  | INTERIOR WALLS - STRUCTURE & CLADDING | INTERIOR WALL INSULATION |  | Note: The height of this row is increased because at some zoom levels, the lines in column C of this row may break to additional lines
| MINERAL WOOL BATT |  | R-VALUE: | [10 empty] | INTERIOR WALLS - STRUCTURE & CLADDING | INTERIOR WALL INSULATION
|  | Mineral wool batt / Owens Corning / Thermafiber SAFB (4pcf), Versaboard 40 / R 3.7-inch | 0 | m2 | 100% |  | 0 |  | 0 | 0 |  |  |  | INTERIOR WALLS - STRUCTURE & CLADDING | INTERIOR WALL INSULATION
|  | Mineral wool batt / Rockwool / Safe'n'Sound / R 4.0-inch | 0 | m2 | 100% |  | 0 |  | 0 | 0 |  |  |  | INTERIOR WALLS - STRUCTURE & CLADDING | INTERIOR WALL INSULATION
| CELLULOSE INSULATION |  | R-VALUE: | [10 empty] | INTERIOR WALLS - STRUCTURE & CLADDING | INTERIOR WALL INSULATION
|  | Cellulose - AVERAGE | 0 | m2 | 100% |  | 0 |  | 0 | 0 |  |  |  | INTERIOR WALLS - STRUCTURE & CLADDING | INTERIOR WALL INSULATION
|  | Cellulose - dense pack / / R 3.7/inch / Includes AFT, Applegate, Can-Cell, Cell-Pak, Cleanfiber, Climatizer, Fiberlite, Igloo, ICC, Mason City, Nu-Wool, Soprema, Thermo-Kool | 0 | m2 | 100% |  | 0 |  | 0 | 0 |  | Expired 2024 |  | INTERIOR WALLS - STRUCTURE & CLADDING | INTERIOR WALL INSULATION
|  | Cellulose - batt / CMS / R 3.6/inch / EcoCell | 0 | m2 | 100% |  | 0 |  | 0 | 0 |  | Expired 2024 |  | INTERIOR WALLS - STRUCTURE & CLADDING | INTERIOR WALL INSULATION
|  | Cellulose - spray applied / R 3.75/inch / International Cellulose Corp. / K-13, ThermoCon | 0 | m2 | 100% |  | 0 |  | 0 | 0 |  | Expired 2025 |  | INTERIOR WALLS - STRUCTURE & CLADDING | INTERIOR WALL INSULATION
| WOOD FIBER BATT |  | R-VALUE: | [10 empty] | INTERIOR WALLS - STRUCTURE & CLADDING | INTERIOR WALL INSULATION
|  | Wood fiber batt - AVERAGE | 0 | m2 | 100% |  | 0 |  | 0 | 0 |  |  |  | INTERIOR WALLS - STRUCTURE & CLADDING | INTERIOR WALL INSULATION
|  | Wood fiber - loose fill / GUTEX / ThermoFiber / R 3.6/inch | 0 | m2 | 100% |  | 0 |  | 0 | 0 |  | Expired 2024 |  | INTERIOR WALLS - STRUCTURE & CLADDING | INTERIOR WALL INSULATION
|  | Wood fiber batt / Steico / SteicoFlex / R 3.8/inch | 0 | m2 | 100% |  | 0 |  | 0 | 0 |  |  |  | INTERIOR WALLS - STRUCTURE & CLADDING | INTERIOR WALL INSULATION
| OTHER NATURAL FIBER INSULATION |  | R-VALUE: | [10 empty] | INTERIOR WALLS - STRUCTURE & CLADDING | INTERIOR WALL INSULATION
|  | Wool batt / Havelock Wool / / R 3.6/inch | 0 | m2 | 100% |  | 0 |  | 0 | 0 |  | Expired 2025 |  | INTERIOR WALLS - STRUCTURE & CLADDING | INTERIOR WALL INSULATION
|  | Wool loose fill / Havelock Wool / / R 4.4/inch | 0 | m2 | 100% |  | 0 |  | 0 | 0 |  |  |  | INTERIOR WALLS - STRUCTURE & CLADDING | INTERIOR WALL INSULATION
|  | Straw Bale / SNaB (UK) / Wheat & barley straw / R 2.8/inch | 0 | m2 | 100% |  | 0 |  | 0 | 0 |  |  |  | INTERIOR WALLS - STRUCTURE & CLADDING | INTERIOR WALL INSULATION
|  | Hemp fiber batt / NaturFibre / Hemp Wool / R 3.7/inch | 0 | m2 | 100% |  | 0 |  | 0 | 0 |  |  |  | INTERIOR WALLS - STRUCTURE & CLADDING | INTERIOR WALL INSULATION
| SPRAY FOAM, CLOSED CELL |  | R-VALUE: | [10 empty] | INTERIOR WALLS - STRUCTURE & CLADDING | INTERIOR WALL INSULATION
|  | Spray polyurethane foam - Closed Cell - HFO gas filled / SPFA / / R 6.6/inch | 0 | m2 | 100% |  | 0 |  | 0 | 0 |  |  |  | INTERIOR WALLS - STRUCTURE & CLADDING | INTERIOR WALL INSULATION
|  | Spray polyurethane foam - Closed Cell (HFO) / Huntsman Building Solutions / Heatlok HFO & Heatlok Soya HFO / | 0 | m2 | 100% |  | 0 |  | 0 | 0 |  | A1-B1 |  | INTERIOR WALLS - STRUCTURE & CLADDING | INTERIOR WALL INSULATION
| SPRAY FOAM, OPEN CELL |  | R-VALUE: | [11 empty] | INTERIOR WALL INSULATION
|  | Spray polyurethane foam - Open Cell - HFO gas / SPFA / / R 4.1/inch | 0 | m2 | 100% |  | 0 |  | 0 | 0 |  |  |  | INTERIOR WALLS - STRUCTURE & CLADDING | INTERIOR WALL INSULATION
| HEMPCRETE |  | R-VALUE: | [10 empty] | INTERIOR WALLS - STRUCTURE & CLADDING | INTERIOR WALL INSULATION
|  | Hempcrete - AVERAGE | 0 | m2 | 100% |  | 0 |  | 0 | 0 |  |  |  | INTERIOR WALLS - STRUCTURE & CLADDING | INTERIOR WALL INSULATION
|  | Hempcrete / Cast in-situ / Site mixed / USA / R 2.1/inch, Avg. mix using NHL & PHL | 0 | m2 | 100% |  | 0 |  | 0 | 0 |  | Peer-reviewed LCA, 2020 |  | INTERIOR WALLS - STRUCTURE & CLADDING | INTERIOR WALL INSULATION
|  | Hempcrete / Cast in-situ / Site mixed / Europe / R 2.1/inch, Avg. of 9 mixes | 0 | m2 | 100% |  | 0 |  | 0 | 0 |  | Peer-reviewed LCA, 2017 |  | INTERIOR WALLS - STRUCTURE & CLADDING | INTERIOR WALL INSULATION
|  | Hempcrete / Cast in-situ / IsoHemp / Europe / R 2.1/inch | 0 | m2 | 100% |  | 0 |  | 0 | 0 |  |  |  | INTERIOR WALLS - STRUCTURE & CLADDING | INTERIOR WALL INSULATION
|  | Hempcrete / Cast in-situ / Senini / Bio Beton Jet / 230 kg/m3 / R 2.7/inch | 0 | m2 | 100% |  | 0 |  | 0 | 0 |  |  |  | INTERIOR WALLS - STRUCTURE & CLADDING | INTERIOR WALL INSULATION
|  | Hempcrete block / Isohemp / Hemp Block PAL36EX including mortar / 600 x 300 x 360 mm / R 2/inch | 0 | m2 | 100% |  | 0 |  | 0 | 0 |  |  |  | INTERIOR WALLS - STRUCTURE & CLADDING | INTERIOR WALL INSULATION
|  | Hempcrete block / Senini / Blocco Ambiente / 200 x 500 x 300 mm / 330 kg/m3 / R 2.1/inch | 0 | m2 | 100% |  | 0 |  | 0 | 0 |  |  |  | INTERIOR WALLS - STRUCTURE & CLADDING | INTERIOR WALL INSULATION
|  | Hempcrete dry fill / Senini / Bio Beton Pronto / 190 kg/m3 / R 2.7/inch | 0 | m2 | 100% |  | 0 |  | 0 | 0 |  |  |  | INTERIOR WALLS - STRUCTURE & CLADDING | INTERIOR WALL INSULATION
© His Majesty the King in Right of Canada, as represented by the Minister of Natural Resources, 2025
© Sa Majesté le Roi du chef du Canada, représentée par le ministre de Ressources naturelles, 2025
Clear This Sheet Only
Note on I3: Hajir H: As of Jan 2026, this column is archived and the formulas in this column has no use
Note on J3: Hajir H: As of Jan 2026, this column is archived and the formulas in this column has no use

## Floors
SECTION 10 ➜ COMPONENT MATERIALS FOR |  |  | FLOORS
INSTRUCTIONS: (double-click) The NET kgCO2e EMISSIONS column (Col. I) shows the global warming potential (GWP) of each material based on the information provided. You must specify the R-VALUE, THICKNESS, FRAMING SPACING or any other required information in areas highlighted in YELLOW. Enter "1" in the SELECT column (Col. H) to add each material to your building. The net carbon emissions for the selected material will be highlighted in ORANGE. Use the percentage values cell (Col. G) if necessary to adjust the material quantity present in the building. The carbon footprint of each selection will be added to the section SUBTOTAL (top of Col. M) for this page, and for summary reporting.
CATEGORY |  | MATERIAL | QUANTITY |  | % | SELECT | NET kgCO2e EMISSIONS | SELECTED MATERIAL kgCO2e CONTENT | kgCO2e EMISSIONS | kgCO2 STORAGE | Note | kgCO2e EMISSIONS SUBTOTAL FOR FLOORS | kgCO2e STORAGE SUBTOTAL FOR FLOORS
[12 empty] | 0 | 0 | Category | Subcategory | Thickness | Notes
WOOD FLOOR FRAMING |  |  | FRAMING SPACING: |  | in
2X8 WOOD LUMBER FRAMING
|  | Wood - SPF / Canadian Wood Council / British Columbia / | 0 | m2 | 100% |  | 0 |  | 0 | 0 |  |  |  | FLOORS - STRUCTURE & FLOORING | WOOD FLOOR FRAMING | (2X8)
|  | Wood - SPF / Canadian Wood Council / Alberta / | 0 | m2 | 100% |  | 0 |  | 0 | 0 |  |  |  | FLOORS - STRUCTURE & FLOORING | WOOD FLOOR FRAMING | (2X8)
|  | Wood - SPF / Canadian Wood Council / Ontario / | 0 | m2 | 100% |  | 0 |  | 0 | 0 |  |  |  | FLOORS - STRUCTURE & FLOORING | WOOD FLOOR FRAMING | (2X8)
|  | Wood - SPF / Canadian Wood Council / Quebec / | 0 | m2 | 100% |  | 0 |  | 0 | 0 |  |  |  | FLOORS - STRUCTURE & FLOORING | WOOD FLOOR FRAMING | (2X8)
|  | Wood - SPF / Canadian Wood Council / New Brunswick / | 0 | m2 | 100% |  | 0 |  | 0 | 0 |  |  |  | FLOORS - STRUCTURE & FLOORING | WOOD FLOOR FRAMING | (2X8)
|  | Wood - SPF / Canadian Wood Council / Atlantic Canada / | 0 | m2 | 100% |  | 0 |  | 0 | 0 |  |  |  | FLOORS - STRUCTURE & FLOORING | WOOD FLOOR FRAMING | (2X8)
2X10 WOOD LUMBER FRAMING
|  | Wood - SPF / Canadian Wood Council / British Columbia / | 0 | m2 | 100% |  | 0 |  | 0 | 0 |  |  |  | FLOORS - STRUCTURE & FLOORING | WOOD FLOOR FRAMING | (2X10)
|  | Wood - SPF / Canadian Wood Council / Alberta / | 0 | m2 | 100% |  | 0 |  | 0 | 0 |  |  |  | FLOORS - STRUCTURE & FLOORING | WOOD FLOOR FRAMING | (2X10)
|  | Wood - SPF / Canadian Wood Council / Ontario / | 0 | m2 | 100% |  | 0 |  | 0 | 0 |  |  |  | FLOORS - STRUCTURE & FLOORING | WOOD FLOOR FRAMING | (2X10)
|  | Wood - SPF / Canadian Wood Council / Quebec / | 0 | m2 | 100% |  | 0 |  | 0 | 0 |  |  |  | FLOORS - STRUCTURE & FLOORING | WOOD FLOOR FRAMING | (2X10)
|  | Wood - SPF / Canadian Wood Council / New Brunswick / | 0 | m2 | 100% |  | 0 |  | 0 | 0 |  |  |  | FLOORS - STRUCTURE & FLOORING | WOOD FLOOR FRAMING | (2X10)
|  | Wood - SPF / Canadian Wood Council / Atlantic Canada / | 0 | m2 | 100% |  | 0 |  | 0 | 0 |  |  |  | FLOORS - STRUCTURE & FLOORING | WOOD FLOOR FRAMING | (2X10)
2X12 WOOD LUMBER FRAMING
|  | Wood - SPF / Canadian Wood Council / British Columbia / | 0 | m2 | 100% |  | 0 |  | 0 | 0 |  |  |  | FLOORS - STRUCTURE & FLOORING | WOOD FLOOR FRAMING | (2X12)
|  | Wood - SPF / Canadian Wood Council / Alberta / | 0 | m2 | 100% |  | 0 |  | 0 | 0 |  |  |  | FLOORS - STRUCTURE & FLOORING | WOOD FLOOR FRAMING | (2X12)
|  | Wood - SPF / Canadian Wood Council / Ontario / | 0 | m2 | 100% |  | 0 |  | 0 | 0 |  |  |  | FLOORS - STRUCTURE & FLOORING | WOOD FLOOR FRAMING | (2X12)
|  | Wood - SPF / Canadian Wood Council / Quebec / | 0 | m2 | 100% |  | 0 |  | 0 | 0 |  |  |  | FLOORS - STRUCTURE & FLOORING | WOOD FLOOR FRAMING | (2X12)
|  | Wood - SPF / Canadian Wood Council / New Brunswick / | 0 | m2 | 100% |  | 0 |  | 0 | 0 |  |  |  | FLOORS - STRUCTURE & FLOORING | WOOD FLOOR FRAMING | (2X12)
|  | Wood - SPF / Canadian Wood Council / Atlantic Canada / | 0 | m2 | 100% |  | 0 |  | 0 | 0 |  |  |  | FLOORS - STRUCTURE & FLOORING | WOOD FLOOR FRAMING | (2X12)
WOOD I-JOIST FRAMING
| 9-1/2" | Wood I joist / Canadian Wood Council / / TJI 230/360 | 0 | m2 | 100% |  | 0 |  | 0 | 0 |  |  |  | FLOORS - STRUCTURE & FLOORING | WOOD FLOOR FRAMING | (9-1/2")
| 11-7/8" | Wood I joist / Canadian Wood Council / / TJI 230/360 | 0 | m2 | 100% |  | 0 |  | 0 | 0 |  |  |  | FLOORS - STRUCTURE & FLOORING | WOOD FLOOR FRAMING | (11-7/8")
| 14" | Wood I joist / Canadian Wood Council / / TJI 230/360 | 0 | m2 | 100% |  | 0 |  | 0 | 0 |  |  |  | FLOORS - STRUCTURE & FLOORING | WOOD FLOOR FRAMING | (14")
| 11-7/8" | Wood I-joist / RedBuilt / Red I-45 / 11.875" depth, 1.75 x 1.5" LVL flanges | 0 | m2 | 100% |  | 0 |  | 0 | 0 |  |  |  | FLOORS - STRUCTURE & FLOORING | WOOD FLOOR FRAMING | (11-7/8")
| 14" | Wood I-joist / RedBuilt / Red I-45 / 14" depth, 1.75 x 1.5" LVL flanges | 0 | m2 | 100% |  | 0 |  | 0 | 0 |  |  |  | FLOORS - STRUCTURE & FLOORING | WOOD FLOOR FRAMING | (14")
| 16" | Wood I-joist / RedBuilt / Red I-45 / 16" depth, 1.75 x 1.5" LVL flanges | 0 | m2 | 100% |  | 0 |  | 0 | 0 |  |  |  | FLOORS - STRUCTURE & FLOORING | WOOD FLOOR FRAMING | (16")
| 11-7/8" | Wood I-joist / RedBuilt / Red I-65 / 11.875" depth, 2.5 x 1.5" LVL flanges | 0 | m2 | 100% |  | 0 |  | 0 | 0 |  |  |  | FLOORS - STRUCTURE & FLOORING | WOOD FLOOR FRAMING | (11-7/8")
| 14" | Wood I-joist / RedBuilt / Red I-65 / 14" depth, 2.5 x 1.5" LVL flanges | 0 | m2 | 100% |  | 0 |  | 0 | 0 |  |  |  | FLOORS - STRUCTURE & FLOORING | WOOD FLOOR FRAMING | (14")
| 16" | Wood I-joist / RedBuilt / Red I-65 / 16" depth, 2.5 x 1.5" LVL flanges | 0 | m2 | 100% |  | 0 |  | 0 | 0 |  |  |  | FLOORS - STRUCTURE & FLOORING | WOOD FLOOR FRAMING | (16")
WOOD TRUSS FRAMING
|  | Wood floor truss - prefabricated / Canadian Wood Council / Common (Warren, 45 deg) web pattern / Top chord bearing, variable depth | 0 | m2 | 100% |  | 0 |  | 0 | 0 |  |  |  | FLOORS - STRUCTURE & FLOORING | WOOD FLOOR FRAMING
STEEL FLOOR FRAMING |  |  | FRAMING SPACING: |  | in
OPEN WEB STEEL JOIST
|  | Steel joist, open web / Steel Joist Institute / Includes: Canam Steel, New Millenium Building Systems, Vulcraft/Nucor / 12" 12K3 joist | 0 | m2 | 100% |  | 0 |  | 0 | 0 |  |  |  | FLOORS - STRUCTURE & FLOORING | STEEL FLOOR FRAMING
SUBFLOORING
| 5/8" | OSB sheathing / Canadian Wood Council -Eastern / / 5/8" | 0 | m2 | 100% |  | 0 |  | 0 | 0 |  |  |  | FLOORS - STRUCTURE & FLOORING | SUBFLOORING | (5/8")
| 5/8" | OSB sheathing / Canadian Wood Council -Western / / 5/8" | 0 | m2 | 100% |  | 0 |  | 0 | 0 |  |  |  | FLOORS - STRUCTURE & FLOORING | SUBFLOORING | (5/8")
| 19/32" | OSB subflooring / Huber / AdvanTech / 19/32" Subflooring | 0 | m2 | 100% |  | 0 |  | 0 | 0 |  | Expired 2025 |  | FLOORS - STRUCTURE & FLOORING | SUBFLOORING | (19/32")
| 1/2" | Plywood / Canadian Wood Council / / 1/2" | 0 | m2 | 100% |  | 0 |  | 0 | 0 |  |  |  | FLOORS - STRUCTURE & FLOORING | SUBFLOORING | (1/2")
| 5/8" | Plywood / Canadian Wood Council / / 5/8" | 0 | m2 | 100% |  | 0 |  | 0 | 0 |  |  |  | FLOORS - STRUCTURE & FLOORING | SUBFLOORING | (5/8")
| 3/4" | Plywood / Canadian Wood Council / / 3/4" | 0 | m2 | 100% |  | 0 |  | 0 | 0 |  |  |  | FLOORS - STRUCTURE & FLOORING | SUBFLOORING | (3/4")
| 5/8" | Wood - SPF / Canadian Wood Council / British Columbia / | 0 | m2 | 100% |  | 0 |  | 0 | 0 |  |  |  | FLOORS - STRUCTURE & FLOORING | SUBFLOORING | (5/8")
| 5/8" | Wood - SPF / Canadian Wood Council / Alberta / | 0 | m2 | 100% |  | 0 |  | 0 | 0 |  |  |  | FLOORS - STRUCTURE & FLOORING | SUBFLOORING | (5/8")
| 5/8" | Wood - SPF / Canadian Wood Council / Ontario / | 0 | m2 | 100% |  | 0 |  | 0 | 0 |  |  |  | FLOORS - STRUCTURE & FLOORING | SUBFLOORING | (5/8")
| 5/8" | Wood - SPF / Canadian Wood Council / Quebec / | 0 | m2 | 100% |  | 0 |  | 0 | 0 |  |  |  | FLOORS - STRUCTURE & FLOORING | SUBFLOORING | (5/8")
| 5/8" | Wood - SPF / Canadian Wood Council / New Brunswick / | 0 | m2 | 100% |  | 0 |  | 0 | 0 |  |  |  | FLOORS - STRUCTURE & FLOORING | SUBFLOORING | (5/8")
| 5/8" | Wood - SPF / Canadian Wood Council / Atlantic Canada / | 0 | m2 | 100% |  | 0 |  | 0 | 0 |  |  |  | FLOORS - STRUCTURE & FLOORING | SUBFLOORING | (5/8")
| 5/8" | OSB subflooring / LP / LP Legacy® Premium / 5/8" | 0 | m2 | 100% |  | 0 |  | 0 | 0 |  |  |  | FLOORS - STRUCTURE & FLOORING | SUBFLOORING | (5/8")
| 1/2" | Plywood / British Columbia Average / Includes : West Fraser Mills, Thompson River Veneer Products / 1/2" | 0 | m2 | 100% |  | 0 |  | 0 | 0 |  |  |  | FLOORS - STRUCTURE & FLOORING | SUBFLOORING | (1/2")
| 3/4" | Plywood / British Columbia Average / Includes : West Fraser Mills, Thompson River Veneer Products / 3/4" | 0 | m2 | 100% |  | 0 |  | 0 | 0 |  |  |  | FLOORS - STRUCTURE & FLOORING | SUBFLOORING | (3/4")
| 5/8" | Plywood / British Columbia Average / Includes : West Fraser Mills, Thompson River Veneer Products / 5/8" | 0 | m2 | 100% |  | 0 |  | 0 | 0 |  |  |  | FLOORS - STRUCTURE & FLOORING | SUBFLOORING | (5/8")
| 3/4" | Plywood / Roseburg / Hardwood plywood. Includes: walnut, alder, cherry, mahogany, oak, birch, maple faces / 3/4" | 0 | m2 | 100% |  | 0 |  | 0 | 0 |  |  |  | FLOORS - STRUCTURE & FLOORING | SUBFLOORING | (3/4")
| 1/2" | Plywood / Roseburg / softwood plywood / 1/2" | 0 | m2 | 100% |  | 0 |  | 0 | 0 |  |  |  | FLOORS - STRUCTURE & FLOORING | SUBFLOORING | (1/2")
| 3/4" | Plywood / Roseburg / softwood plywood / 3/4" | 0 | m2 | 100% |  | 0 |  | 0 | 0 |  |  |  | FLOORS - STRUCTURE & FLOORING | SUBFLOORING | (3/4")
CROSS-LAMINATED TIMBER
CLT FLOOR SYSTEM
|  | CLT Floor System – 3-1/2" (90 mm) AVERAGE | 0 | m2 | 100% |  | 0 |  | 0 | 0 |  |  |  | FLOORS - STRUCTURE & FLOORING | CLT FLOOR SYSTEM
|  | Cross Laminated Timber (CLT) / Structurlam / CrossLam / 3-1/2" (90mm) thick | 0 | m2 | 100% |  | 0 |  | 0 | 0 |  | Expired 2025 |  | FLOORS - STRUCTURE & FLOORING | CLT FLOOR SYSTEM
|  | Dowel Laminated Timber / StructureCraft / DowelLam / 3-1/2" (90mm) thick | 0 | m2 | 100% |  | 0 |  | 0 | 0 |  | Expired 2025 |  | FLOORS - STRUCTURE & FLOORING | CLT FLOOR SYSTEM
|  | Cross Laminated Timber (CLT) / Element5 / Crosslam CLT / 3-1/2" (90mm) thick | 0 | m2 | 100% |  | 0 |  | 0 | 0 |  |  |  | FLOORS - STRUCTURE & FLOORING | CLT FLOOR SYSTEM
|  | Cross Laminated Timber (CLT) / Kalesnikoff Lumber Co. / / 3-1/2" (90mm) thick | 0 | m2 | 100% |  | 0 |  | 0 | 0 |  |  |  | FLOORS - STRUCTURE & FLOORING | CLT FLOOR SYSTEM
|  | Cross Laminated Timber (CLT) / Nordic / Nordic Lam / 3-1/2" (90mm) thick | 0 | m2 | 100% |  | 0 |  | 0 | 0 |  |  |  | FLOORS - STRUCTURE & FLOORING | CLT FLOOR SYSTEM
|  | Cross Laminated Timber (CLT) / Nordic / X-Lam / 3-1/2" (90mm) thick | 0 | m2 | 100% |  | 0 |  | 0 | 0 |  |  |  | FLOORS - STRUCTURE & FLOORING | CLT FLOOR SYSTEM
|  | Cross Laminated Timber (CLT) / Vaagen Timbers / Crosslam CLT / 3-1/2" (90mm) thick | 0 | m2 | 100% |  | 0 |  | 0 | 0 |  |  |  | FLOORS - STRUCTURE & FLOORING | CLT FLOOR SYSTEM
CLAY-BASED FLOOR SYSTEM
EARTHEN FLOOR
|  | Earthen Floor / Site made / / 3" cob, 1" clay plaster | 0 | m2 | 100% |  | 0 |  | 0 | 0 |  | Adapted from peer-reviewed LCA, 2019 |  | FLOORS - STRUCTURE & FLOORING | EARTHEN FLOOR
FINISHED FLOORING
HARDWOOD 3/4"
|  | Hardwood flooring - AVERAGE | 0 | m2 | 100% |  | 0 |  | 0 | 0 |  |  |  | FLOORS - STRUCTURE & FLOORING | FINISHED FLOORING
|  | Hardwood flooring / mafi / Natural Hardwood Planks / 3/4", 3 ply laminated solid, oil pre-finished | 0 | m2 | 100% |  | 0 |  | 0 | 0 |  | Expired 2025 |  | FLOORS - STRUCTURE & FLOORING | FINISHED FLOORING
|  | Hardwood flooring / NWFA and Decorative Hardwoods Association / Solid Wood Flooring / 3/4" | 0 | m2 | 100% |  | 0 |  | 0 | 0 |  |  |  | FLOORS - STRUCTURE & FLOORING | FINISHED FLOORING
|  | Hardwood flooring / Wickham / Solid Hardwood / 3/4" | 0 | m2 | 100% |  | 0 |  | 0 | 0 |  |  |  | FLOORS - STRUCTURE & FLOORING | FINISHED FLOORING
LINOLEUM FLOORING
|  | Linoleum flooring / Mannington / Legato Flooring / liquid applied | 0 | m2 | 100% |  | 0 |  | 0 | 0 |  | Expired 2025 |  | FLOORS - STRUCTURE & FLOORING | FINISHED FLOORING |  | Note: The height of this row is increased because at some zoom levels, the lines in column C of this row may break to additional lines
|  | Linoleum flooring - AVERAGE 2.5 mm | 0 | m2 | 100% |  | 0 |  | 0 | 0 |  |  |  | FLOORS - STRUCTURE & FLOORING | FINISHED FLOORING
|  | Linoleum flooring / Gerflor / DLW Linoleum Compact / 2.5 mm sheet style linoleum | 0 | m2 | 100% |  | 0 |  | 0 | 0 |  | Expired 2025 |  | FLOORS - STRUCTURE & FLOORING | FINISHED FLOORING
|  | Linoleum flooring / Forbo / Marmoleum Striato / 2.5 mm sheet style linoleum | 0 | m2 | 100% |  | 0 |  | 0 | 0 |  | Expired 2025 |  | FLOORS - STRUCTURE & FLOORING | FINISHED FLOORING
|  | Linoleum flooring / Tarkett / Lino Veneto xf2, Etrusco, Style Elle¦Emme, Veneto, Originale, LinoRail, Linosport / 2.5 mm sheet style linoleum | 0 | m2 | 100% |  | 0 |  | 0 | 0 |  |  |  | FLOORS - STRUCTURE & FLOORING | FINISHED FLOORING
|  | Linoleum flooring - AVERAGE 4 mm | 0 | m2 | 100% |  | 0 |  | 0 | 0 |  |  |  | FLOORS - STRUCTURE & FLOORING | FINISHED FLOORING
|  | Linoleum flooring / Tarkett / Lino Acoustic / 3.8 mm sheet style linoleum with polyurethane foam backing | 0 | m2 | 100% |  | 0 |  | 0 | 0 |  |  |  | FLOORS - STRUCTURE & FLOORING | FINISHED FLOORING
|  | Linoleum flooring / Tarkett / Veneto Acoustic Cork / 4.4 mm sheet style linoleum with cork backing | 0 | m2 | 100% |  | 0 |  | 0 | 0 |  |  |  | FLOORS - STRUCTURE & FLOORING | FINISHED FLOORING
TILE FLOORING
|  | Ceramic tile / Tile Council of North America / Industry average. Includes porcelain, pressed, mosaic and quarry tile / 18.8 kg/m2 | 0 | m2 | 100% |  | 0 |  | 0 | 0 |  |  |  | FLOORS - STRUCTURE & FLOORING | FINISHED FLOORING |  | Note: The height of this row is increased because at some zoom levels, the lines in column C of this row may break to additional lines
VINYL FLOORING
|  | Vinyl flooring / Altro / Altro Lavencia / 3.0 mm | 0 | m2 | 100% |  | 0 |  | 0 | 0 |  |  |  | FLOORS - STRUCTURE & FLOORING | FINISHED FLOORING
LAMINATE FLOORING
|  | Luxury vinyl tile / Resilient Floor Covering Institute / Looselay Flooring / 4.5 - 6mm | 0 | m2 | 100% |  | 0 |  | 0 | 0 |  |  |  | FLOORS - STRUCTURE & FLOORING | FINISHED FLOORING
|  | Luxury vinyl tile / Resilient Floor Covering Institute / Gluedown / 1.5 - 4.5mm | 0 | m2 | 100% |  | 0 |  | 0 | 0 |  |  |  | FLOORS - STRUCTURE & FLOORING | FINISHED FLOORING
|  | Vinyl flooring / Shaw - Patcraft / Luxury Vinyl Tile / 2 - 5 mm | 0 | m2 | 100% |  | 0 |  | 0 | 0 |  |  |  | FLOORS - STRUCTURE & FLOORING | FINISHED FLOORING
|  | Vinyl flooring / Mannington / Luxury Vinyl Tile / 2.5 mm Tile and Plank | 0 | m2 | 100% |  | 0 |  | 0 | 0 |  |  |  | FLOORS - STRUCTURE & FLOORING | FINISHED FLOORING
|  | Vinyl flooring / Resilient Floor Covering Institute / Heterogeneous sheet / 2mm | 0 | m2 | 100% |  | 0 |  | 0 | 0 |  |  |  | FLOORS - STRUCTURE & FLOORING | FINISHED FLOORING
CORK FLOORING
|  | Cork flooring / European Resilient Flooring Manufacturers' Institute / Includes: Altro, Amorim, Amtico, Artigo, Aspecta, BeauFlor, Dickson, Mflor, Forbo, Gerflor, IVC, Nora, Polyflor, Tarkett, Kahrs, Windmoller / Cork floor tiles | 0 | m2 | 100% |  | 0 |  | 0 | 0 |  | Expired 2024 |  | FLOORS - STRUCTURE & FLOORING | FINISHED FLOORING
CARPET
|  | Carpet / / / Average from 150 samples in the EC3 database | 0 | m2 | 100% |  | 0 |  | 0 | 0 |  | Multi-EPD average from EC3 Tool |  | FLOORS - STRUCTURE & FLOORING | FINISHED FLOORING
OTHER FLOORING OPTIONS
|  | Rubber flooring / Resilient Floor Covering Institute / Includes tiles and rolls from American Biltrite, Armstrong, Burke, FLEXCO, Johnsonite, Mannington, Roppe, Tarkett / | 0 | m2 | 100% |  | 0 |  | 0 | 0 |  | Expired 2024 |  | FLOORS - STRUCTURE & FLOORING | FINISHED FLOORING
|  | Clay plaster / Site mixed / / 15 mm | 0 | m2 | 100% |  | 0 |  | 0 | 0 |  | Peer-reviewed LCA, 2014 |  | FLOORS - STRUCTURE & FLOORING | FINISHED FLOORING
FLOOR CAVITY INSULATION |  |  | R-VALUE:
| FIBERGLASS BATT |  | R-VALUE:
|  | Fiberglass batt - Floor Insulation - AVERAGE | 0 | m2 | 100% |  | 0 |  | 0 | 0 |  |  |  | FLOORS - STRUCTURE & FLOORING | CAVITY INSULATION
|  | Fiberglass batt / Johns Manville / Unfaced, ComfortTherm, Cavity-SHIELD, FSK-25 / R 3.4/inch | 0 | m2 | 100% |  | 0 |  | 0 | 0 |  |  |  | FLOORS - STRUCTURE & FLOORING | CAVITY INSULATION
|  | Fiberglass batt / NAIMA / / R 4.4/inch | 0 | m2 | 100% |  | 0 |  | 0 | 0 |  |  |  | FLOORS - STRUCTURE & FLOORING | CAVITY INSULATION
|  | Fiberglass batt & roll / Owens Corning / Unfaced, PINK Next Gen Fiberglas / R 3.6/inch avg. | 0 | m2 | 100% |  | 0 |  | 0 | 0 |  |  |  | FLOORS - STRUCTURE & FLOORING | CAVITY INSULATION
| FIBERGLASS LOOSE FILL |  | R-VALUE:
|  | Fiberglass loose fill - Floor Insulation - AVERAGE | 0 | m2 | 100% |  | 0 |  | 0 | 0 |  |  |  | FLOORS | FLOOR CAVITY INSULATION
|  | Fiberglass loose fill / CertainTeed / InsulSafe, Optima, TruComfort / R 2.6/inch | 0 | m2 | 100% |  | 0 |  | 0 | 0 |  | Expired 2024 |  | FLOORS | FLOOR CAVITY INSULATION
|  | Fiberglass loose fill / Johns Manville / Climate Pro, Attic Protector, JM Spider PLUS (Canada) / R 2.8/inch, Formaldehyde-free | 0 | m2 | 100% |  | 0 |  | 0 | 0 |  |  |  | FLOORS | FLOOR CAVITY INSULATION |  | Note: The height of this row is increased because at some zoom levels, the lines in column C of this row may break to additional lines
|  | Fiberglass loose fill / NAIMA / Includes : CertainTeed, Inc. Saint-Gobin, Johns Manville, Knauf Insulation North America, Owens Corning / R 2.2/inch | 0 | m2 | 100% |  | 0 |  | 0 | 0 |  |  |  | FLOORS | FLOOR CAVITY INSULATION |  | Note: The height of this row is increased because at some zoom levels, the lines in column C of this row may break to additional lines
|  | Fiberglass loose fill / Owens Corning / AttiCat, ProCat, ProPink / R 3.28/inch | 0 | m2 | 100% |  | 0 |  | 0 | 0 |  |  |  | FLOORS | FLOOR CAVITY INSULATION
| MINERAL WOOL BATT |  | R-VALUE: | [11 empty] | FLOOR CAVITY INSULATION
|  | Mineral wool batt - Floor Insulation - AVERAGE | 0 | m2 | 100% |  | 0 |  | 0 | 0 |  |  |  | FLOORS | FLOOR CAVITY INSULATION
|  | Mineral wool batt / Owens Corning / UltraBatt - Fire and Sound guard Plus R-15, R-30 / R 4.2-inch | 0 | m2 | 100% |  | 0 |  | 0 | 0 |  |  |  | FLOORS | FLOOR CAVITY INSULATION
|  | Mineral wool batt / Owens Corning / UltraBatt - Fire and Sound guard Plus R-23 / R 4.2-inch | 0 | m2 | 100% |  | 0 |  | 0 | 0 |  |  |  | FLOORS | FLOOR CAVITY INSULATION
|  | Mineral wool batt / Owens Corning / UltraBatt - Fire and Sound guard Plus R-24 / R 4.0-inch | 0 | m2 | 100% |  | 0 |  | 0 | 0 |  |  |  | FLOORS | FLOOR CAVITY INSULATION
|  | Mineral wool batt / Rockwool / ComfortBatt R-23 / R 4.2-inch | 0 | m2 | 100% |  | 0 |  | 0 | 0 |  |  |  | FLOORS | FLOOR CAVITY INSULATION
|  | Mineral wool batt / Rockwool / ComfortBatt R-24 (Steel Studs) / R 4.0-inch | 0 | m2 | 100% |  | 0 |  | 0 | 0 |  |  |  | FLOORS | FLOOR CAVITY INSULATION
|  | Mineral wool batt / Rockwool / ComfortBatt R-24 (Wood Studs) / R 4.4-inch | 0 | m2 | 100% |  | 0 |  | 0 | 0 |  |  |  | FLOORS | FLOOR CAVITY INSULATION
| MINERAL WOOL LOOSE FILL |  | R-VALUE: | [11 empty] | FLOOR CAVITY INSULATION
|  | Mineral wool loose fill / NAIMA / USG, American Rockwool / R 3/inch | 0 | m2 | 100% |  | 0 |  | 0 | 0 |  |  |  | FLOORS | FLOOR CAVITY INSULATION
| SPRAY FOAM, CLOSED CELL |  | R-VALUE: | [11 empty] | FLOOR CAVITY INSULATION
|  | Spray polyurethane foam - Closed Cell - HFO gas filled / SPFA / / R 6.6/inch | 0 | m2 | 100% |  | 0 |  | 0 | 0 |  |  |  | FLOORS | FLOOR CAVITY INSULATION
|  | Spray polyurethane foam - Closed Cell (HFO) / Huntsman Building Solutions / Heatlok HFO & Heatlok Soya HFO / | 0 | m2 | 100% |  | 0 |  | 0 | 0 |  | A1-B1 |  | FLOORS | FLOOR CAVITY INSULATION
| SPRAY FOAM, OPEN CELL |  | R-VALUE: | [10 empty] | FLOORS | FLOOR CAVITY INSULATION
|  | Spray polyurethane foam - Open Cell - HFO gas / SPFA / / R 4.1/inch | 0 | m2 | 100% |  | 0 |  | 0 | 0 |  |  |  | FLOORS | FLOOR CAVITY INSULATION
| CELLULOSE INSULATION |  | R-VALUE: | [11 empty] | FLOOR CAVITY INSULATION
|  | Cellulose - Floor Insulation - AVERAGE | 0 | m2 | 100% |  | 0 |  | 0 | 0 |  |  |  | FLOORS | FLOOR CAVITY INSULATION
|  | Cellulose - batt / CMS / R 3.6/inch / EcoCell | 0 | m2 | 100% |  | 0 |  | 0 | 0 |  | Expired 2024 |  | FLOORS | FLOOR CAVITY INSULATION
|  | Cellulose - dense pack / / R 3.7/inch / Includes AFT, Applegate, Can-Cell, Cell-Pak, Cleanfiber, Climatizer, Fiberlite, Igloo, ICC, Mason City, Nu-Wool, Soprema, Thermo-Kool | 0 | m2 | 100% |  | 0 |  | 0 | 0 |  | Expired 2024 |  | FLOORS | FLOOR CAVITY INSULATION
|  | Cellulose - loose fill / / R 3.7/inch / Includes: AFT, Applegate, Can-Cell, Cell-Pak, Cleanfiber, Climatizer, Fiberlite, Igloo, ICC, Mason City, Nu-Wool, Soprema, Thermo-Kool | 0 | m2 | 100% |  | 0 |  | 0 | 0 |  | Expired 2024 |  | FLOORS | FLOOR CAVITY INSULATION
|  | Cellulose - spray applied / R 3.75/inch / International Cellulose Corp. / K-13, ThermoCon | 0 | m2 | 100% |  | 0 |  | 0 | 0 |  | Expired 2025 |  | FLOORS | FLOOR CAVITY INSULATION
| WOOD FIBER BATT |  | R-VALUE: | [11 empty] | FLOOR CAVITY INSULATION
|  | Wood fiber batt / Steico / SteicoFlex / R 3.8/inch | 0 | m2 | 100% |  | 0 |  | 0 | 0 |  |  |  | FLOORS | FLOOR CAVITY INSULATION
| OTHER NATURAL FIBER INSULATION |  | R-VALUE: | [11 empty] | FLOOR CAVITY INSULATION
|  | Wool batt / Havelock Wool / / R 3.6/inch | 0 | m2 | 100% |  | 0 |  | 0 | 0 |  | Expired 2025 |  | FLOORS | FLOOR CAVITY INSULATION
|  | Wool loose fill / Havelock Wool / / R 4.4/inch | 0 | m2 | 100% |  | 0 |  | 0 | 0 |  |  |  | FLOORS | FLOOR CAVITY INSULATION
|  | Wood fiber - loose fill / GUTEX / ThermoFiber / R 3.6/inch | 0 | m2 | 100% |  | 0 |  | 0 | 0 |  | Expired 2024 |  | FLOORS | FLOOR CAVITY INSULATION
|  | Straw Bale / SNaB (UK) / Wheat & barley straw / R 2.8/inch | 0 | m2 | 100% |  | 0 |  | 0 | 0 |  |  |  | FLOORS | FLOOR CAVITY INSULATION
|  | Hemp fiber batt / NaturFibre / Hemp Wool / R 3.7/inch | 0 | m2 | 100% |  | 0 |  | 0 | 0 |  |  |  | FLOORS | FLOOR CAVITY INSULATION
| HEMPCRETE LOOSE FILL |  | R-VALUE: | [11 empty] | FLOOR CAVITY INSULATION
|  | Hempcrete - Floor Insulation - AVERAGE | 0 | m2 | 100% |  | 0 |  | 0 | 0 |  |  |  | FLOORS | FLOOR CAVITY INSULATION
|  | Hempcrete / Cast in-situ / Site mixed / USA / R 2.1/inch, Avg. mix using NHL & PHL | 0 | m2 | 100% |  | 0 |  | 0 | 0 |  | Peer-reviewed LCA, 2020 |  | FLOORS | FLOOR CAVITY INSULATION
|  | Hempcrete / Cast in-situ / Site mixed / Europe / R 2.1/inch, Avg. of 9 mixes | 0 | m2 | 100% |  | 0 |  | 0 | 0 |  | Peer-reviewed LCA, 2017 |  | FLOORS | FLOOR CAVITY INSULATION
|  | Hempcrete / Cast in-situ / IsoHemp / Europe / R 2.1/inch | 0 | m2 | 100% |  | 0 |  | 0 | 0 |  |  |  | FLOORS | FLOOR CAVITY INSULATION
|  | Hempcrete / Cast in-situ / Senini / Bio Beton Jet / 230 kg/m3 / R 2.7/inch | 0 | m2 | 100% |  | 0 |  | 0 | 0 |  |  |  | FLOORS | FLOOR CAVITY INSULATION
|  | Hempcrete dry fill / Senini / Bio Beton Pronto / 190 kg/m3 / R 2.7/inch | 0 | m2 | 100% |  | 0 |  | 0 | 0 |  |  |  | FLOORS | FLOOR CAVITY INSULATION
© His Majesty the King in Right of Canada, as represented by the Minister of Natural Resources, 2025
© Sa Majesté le Roi du chef du Canada, représentée par le ministre de Ressources naturelles, 2025
Clear This Sheet Only
Note on I3: Hajir H: As of Jan 2026, this column is archived and the formulas in this column has no use
Note on J3: Hajir H: As of Jan 2026, this column is archived and the formulas in this column has no use

## Ceilings
SECTION 11 ➜ COMPONENT MATERIALS FOR |  |  | CEILINGS
INSTRUCTIONS: (double-click) The NET kgCO2e EMISSIONS column (Col. I) shows the global warming potential (GWP) of each material based on the information provided. You must specify the R-VALUE, THICKNESS, FRAMING SPACING or any other required information in areas highlighted in YELLOW. Enter "1" in the SELECT column (Col. H) to add each material to your building. The net carbon emissions for the selected material will be highlighted in ORANGE. Use the percentage values cell (Col. G) if necessary to adjust the material quantity present in the building. The carbon footprint of each selection will be added to the section SUBTOTAL (top of Col. M) for this page, and for summary reporting.
CATEGORY |  | MATERIAL | QUANTITY |  | % | SELECT | NET kgCO2e EMISSIONS | SELECTED MATERIAL kgCO2e CONTENT | kgCO2e EMISSIONS | kgCO2 STORAGE | Note | kgCO2e EMISSIONS SUBTOTAL FOR CEILINGS | kgCO2e STORAGE SUBTOTAL FOR CEILINGS
[12 empty] | 0 | 0 | Category | Subcategory | Thickness | Notes
CEILING FINISHES
DRYWALL 1/2"
|  | Drywall 1/2" - Ceilings - AVERAGE | 0 | m2 | 100% |  | 0 |  | 0 | 0 |  |  |  | CEILINGS | CLADDING
|  | Drywall 1/2" / Pabco / QuietRock / QuietRock 1/2" | 0 | m2 | 100% |  | 0 |  | 0 | 0 |  | Expired 2025 |  | CEILINGS | CLADDING
|  | Drywall 1/2" / National Gypsum / Gold Bond XP Gypsum Board / 1/2" (12.7 mm) | 0 | m2 | 100% |  | 0 |  | 0 | 0 |  |  |  | CEILINGS | CLADDING
DRYWALL 5/8"
|  | Drywall 5/8" - Ceilings - AVERAGE | 0 | m2 | 100% |  | 0 |  | 0 | 0 |  |  |  | CEILINGS | CLADDING
|  | Drywall 5/8" / / Includes American Gypsum, CertainTeed, Continental, Georgia-Pacific, National Gypsum, Pabco, USG, CGC / 5/8" | 0 | m2 | 100% |  | 0 |  | 0 | 0 |  | Expired 2025 |  | CEILINGS | CLADDING
|  | Drywall 5/8" Type X / National Gypsum / Gold Bond XP Fire-Shield Gypsum Board / 5/8'' type X | 0 | m2 | 100% |  | 0 |  | 0 | 0 |  |  |  | CEILINGS | CLADDING
|  | Drywall 5/8" / USG / Sheetrock Brand EcoSmart Firecode X / 5/8'' type X | 0 | m2 | 100% |  | 0 |  | 0 | 0 |  |  |  | CEILINGS | CLADDING
OTHER CEILING FINISHES
|  | MgO board 1/2" / North American MgO / MagTech Ultra / 1/2" | 0 | m2 | 100% |  | 0 |  | 0 | 0 |  | Expired 2023 |  | CEILINGS | CLADDING
|  | Cedar Siding / Western Red Cedar Lumber Assn / / 1 x 6 Boards | 0 | m2 | 100% |  | 0 |  | 0 | 0 |  | Expired 2021 |  | CEILINGS | CLADDING
| 3/4" | Wood - SPF / Canadian Wood Council / British Columbia / | 0 | m2 | 100% |  | 0 |  | 0 | 0 |  |  |  | CEILINGS | CLADDING | (3/4")
| 3/4" | Wood - SPF / Canadian Wood Council / Alberta / | 0 | m2 | 100% |  | 0 |  | 0 | 0 |  |  |  | CEILINGS | CLADDING | (3/4")
| 3/4" | Wood - SPF / Canadian Wood Council / Ontario / | 0 | m2 | 100% |  | 0 |  | 0 | 0 |  |  |  | CEILINGS | CLADDING | (3/4")
| 3/4" | Wood - SPF / Canadian Wood Council / Quebec / | 0 | m2 | 100% |  | 0 |  | 0 | 0 |  |  |  | CEILINGS | CLADDING | (3/4")
| 3/4" | Wood - SPF / Canadian Wood Council / New Brunswick / | 0 | m2 | 100% |  | 0 |  | 0 | 0 |  |  |  | CEILINGS | CLADDING | (3/4")
| 3/4" | Wood - SPF / Canadian Wood Council / Atlantic Canada / | 0 | m2 | 100% |  | 0 |  | 0 | 0 |  |  |  | CEILINGS | CLADDING | (3/4")
|  | Plywood / Canadian Wood Council / / 1/2" | 0 | m2 | 100% |  | 0 |  | 0 | 0 |  |  |  | CEILINGS | CLADDING
|  | Bamboo plywood / Smith & Fong / Plyboo / 1/2" (12.7 mm) | 0 | m2 | 100% |  | 0 |  | 0 | 0 |  |  |  | CEILINGS | CLADDING
|  | Bamboo plywood / Smith & Fong / Plyboo / 3/4" (19 mm) | 0 | m2 | 100% |  | 0 |  | 0 | 0 |  |  |  | CEILINGS | CLADDING
|  | Plywood / British Columbia Average / Includes : West Fraser Mills, Thompson River Veneer Products / 1/2" | 0 | m2 | 100% |  | 0 |  | 0 | 0 |  |  |  | CEILINGS | CLADDING
BARRIERS AND MEMBRANES
CEILING SHEET BARRIER
|  | Ceiling sheet barrier - AVERAGE | 0 | m2 | 100% |  | 0 |  | 0 | 0 |  |  |  | CEILINGS | BARRIERS AND MEMBRANES
|  | Int. Wall & Ceiling Barrier, sheet / Rothoblaas / Vapor In Green 200 / Non-permeable / 0.35 mm | 0 | m2 | 100% |  | 0 |  | 0 | 0 |  |  |  | CEILINGS | BARRIERS AND MEMBRANES
|  | Int. Wall & Ceiling Barrier, sheet / Partel / IZOPERM PLUS / Non-permeable / | 0 | m2 | 100% |  | 0 |  | 0 | 0 |  |  |  | CEILINGS | BARRIERS AND MEMBRANES
|  | Int. Wall & Ceiling Barrier, sheet / Partel / VARA PLUS / Moisture-variable / | 0 | m2 | 100% |  | 0 |  | 0 | 0 |  |  |  | CEILINGS | BARRIERS AND MEMBRANES
|  | Int. Wall & Ceiling Barrier, sheet / Rothoblaas / Clima Control 80 / Moisture-variable / 0.22 mm | 0 | m2 | 100% |  | 0 |  | 0 | 0 |  |  |  | CEILINGS | BARRIERS AND MEMBRANES
|  | Int. Wall & Ceiling Barrier, sheet / Rothoblaas / Vapor in NET 140 / Non-permeable / 0.15 mm | 0 | m2 | 100% |  | 0 |  | 0 | 0 |  |  |  | CEILINGS | BARRIERS AND MEMBRANES
|  | Int. Wall & Ceiling Barrier, sheet / SIGA / Majrex 200 / Moisture-variable / | 0 | m2 | 100% |  | 0 |  | 0 | 0 |  |  |  | CEILINGS | BARRIERS AND MEMBRANES
|  | Barrier, sheet / / Polyethylene sheet / 6 mil | 0 | m2 | 100% |  | 0 |  | 0 | 0 |  |  |  | CEILINGS | BARRIERS AND MEMBRANES
|  | Barrier, sheet / / Polyethylene sheet / 10 mil | 0 | m2 | 100% |  | 0 |  | 0 | 0 |  |  |  | CEILINGS | BARRIERS AND MEMBRANES
© His Majesty the King in Right of Canada, as represented by the Minister of Natural Resources, 2025
© Sa Majesté le Roi du chef du Canada, représentée par le ministre de Ressources naturelles, 2025
Clear This Sheet Only
Note on I3: Hajir H: As of Jan 2026, this column is archived and the formulas in this column has no use
Note on J3: Hajir H: As of Jan 2026, this column is archived and the formulas in this column has no use

## Roof
SECTION 12 ➜ COMPONENT MATERIALS FOR |  |  | ROOF
INSTRUCTIONS: (double-click) The NET kgCO2e EMISSIONS column (Col. I) shows the global warming potential (GWP) of each material based on the information provided. You must specify the R-VALUE, THICKNESS, FRAMING SPACING or any other required information in areas highlighted in YELLOW. Enter "1" in the SELECT column (Col. H) to add each material to your building. The net carbon emissions for the selected material will be highlighted in ORANGE. Use the percentage values cell (Col. G) if necessary to adjust the material quantity present in the building. The carbon footprint of each selection will be added to the section SUBTOTAL (top of Col. M) for this page, and for summary reporting.
CATEGORY |  | MATERIAL | QUANTITY |  | % | SELECT | NET kgCO2e EMISSIONS | SELECTED MATERIAL kgCO2e CONTENT | kgCO2e EMISSIONS | kgCO2 STORAGE | Note | kgCO2e EMISSIONS SUBTOTAL FOR ROOF | kgCO2e STORAGE SUBTOTAL FOR ROOF
[12 empty] | 0 | 0 | Category | Subcategory | Thickness | Notes
WOOD FRAME ROOF |  |  | FRAMING SPACING: |  | in
2x4 WOOD FRAMING
|  | Wood - SPF / Canadian Wood Council / British Columbia / | 0 | m2 | 100% |  | 0 |  | 0 | 0 |  |  |  | ROOF | WOOD FRAME ROOF | (2x4)
|  | Wood - SPF / Canadian Wood Council / Alberta / | 0 | m2 | 100% |  | 0 |  | 0 | 0 |  |  |  | ROOF | WOOD FRAME ROOF | (2x4)
|  | Wood - SPF / Canadian Wood Council / Ontario / | 0 | m2 | 100% |  | 0 |  | 0 | 0 |  |  |  | ROOF | WOOD FRAME ROOF | (2x4)
|  | Wood - SPF / Canadian Wood Council / Quebec / | 0 | m2 | 100% |  | 0 |  | 0 | 0 |  |  |  | ROOF | WOOD FRAME ROOF | (2x4)
|  | Wood - SPF / Canadian Wood Council / New Brunswick / | 0 | m2 | 100% |  | 0 |  | 0 | 0 |  |  |  | ROOF | WOOD FRAME ROOF | (2x4)
|  | Wood - SPF / Canadian Wood Council / Atlantic Canada / | 0 | m2 | 100% |  | 0 |  | 0 | 0 |  |  |  | ROOF | WOOD FRAME ROOF | (2x4)
2x6 WOOD FRAMING
|  | Wood - SPF / Canadian Wood Council / British Columbia / | 0 | m2 | 100% |  | 0 |  | 0 | 0 |  |  |  | ROOF | WOOD FRAME ROOF | (2x6)
|  | Wood - SPF / Canadian Wood Council / Alberta / | 0 | m2 | 100% |  | 0 |  | 0 | 0 |  |  |  | ROOF | WOOD FRAME ROOF | (2x6)
|  | Wood - SPF / Canadian Wood Council / Ontario / | 0 | m2 | 100% |  | 0 |  | 0 | 0 |  |  |  | ROOF | WOOD FRAME ROOF | (2x6)
|  | Wood - SPF / Canadian Wood Council / Quebec / | 0 | m2 | 100% |  | 0 |  | 0 | 0 |  |  |  | ROOF | WOOD FRAME ROOF | (2x6)
|  | Wood - SPF / Canadian Wood Council / New Brunswick / | 0 | m2 | 100% |  | 0 |  | 0 | 0 |  |  |  | ROOF | WOOD FRAME ROOF | (2x6)
|  | Wood - SPF / Canadian Wood Council / Atlantic Canada / | 0 | m2 | 100% |  | 0 |  | 0 | 0 |  |  |  | ROOF | WOOD FRAME ROOF | (2x6)
2x8 WOOD FRAMING
|  | Wood - SPF / Canadian Wood Council / British Columbia / | 0 | m2 | 100% |  | 0 |  | 0 | 0 |  |  |  | ROOF | WOOD FRAME ROOF | (2x8)
|  | Wood - SPF / Canadian Wood Council / Alberta / | 0 | m2 | 100% |  | 0 |  | 0 | 0 |  |  |  | ROOF | WOOD FRAME ROOF | (2x8)
|  | Wood - SPF / Canadian Wood Council / Ontario / | 0 | m2 | 100% |  | 0 |  | 0 | 0 |  |  |  | ROOF | WOOD FRAME ROOF | (2x8)
|  | Wood - SPF / Canadian Wood Council / Quebec / | 0 | m2 | 100% |  | 0 |  | 0 | 0 |  |  |  | ROOF | WOOD FRAME ROOF | (2x8)
|  | Wood - SPF / Canadian Wood Council / New Brunswick / | 0 | m2 | 100% |  | 0 |  | 0 | 0 |  |  |  | ROOF | WOOD FRAME ROOF | (2x8)
|  | Wood - SPF / Canadian Wood Council / Atlantic Canada / | 0 | m2 | 100% |  | 0 |  | 0 | 0 |  |  |  | ROOF | WOOD FRAME ROOF | (2x8)
2x10 WOOD FRAMING
|  | Wood - SPF / Canadian Wood Council / British Columbia / | 0 | m2 | 100% |  | 0 |  | 0 | 0 |  |  |  | ROOF | WOOD FRAME ROOF | (2x10)
|  | Wood - SPF / Canadian Wood Council / Alberta / | 0 | m2 | 100% |  | 0 |  | 0 | 0 |  |  |  | ROOF | WOOD FRAME ROOF | (2x10)
|  | Wood - SPF / Canadian Wood Council / Ontario / | 0 | m2 | 100% |  | 0 |  | 0 | 0 |  |  |  | ROOF | WOOD FRAME ROOF | (2x10)
|  | Wood - SPF / Canadian Wood Council / Quebec / | 0 | m2 | 100% |  | 0 |  | 0 | 0 |  |  |  | ROOF | WOOD FRAME ROOF | (2x10)
|  | Wood - SPF / Canadian Wood Council / New Brunswick / | 0 | m2 | 100% |  | 0 |  | 0 | 0 |  |  |  | ROOF | WOOD FRAME ROOF | (2x10)
|  | Wood - SPF / Canadian Wood Council / Atlantic Canada / | 0 | m2 | 100% |  | 0 |  | 0 | 0 |  |  |  | ROOF | WOOD FRAME ROOF | (2x10)
2x12 WOOD FRAMING
|  | Wood - SPF / Canadian Wood Council / British Columbia / | 0 | m2 | 100% |  | 0 |  | 0 | 0 |  |  |  | ROOF | WOOD FRAME ROOF | (2x12)
|  | Wood - SPF / Canadian Wood Council / Alberta / | 0 | m2 | 100% |  | 0 |  | 0 | 0 |  |  |  | ROOF | WOOD FRAME ROOF | (2x12)
|  | Wood - SPF / Canadian Wood Council / Ontario / | 0 | m2 | 100% |  | 0 |  | 0 | 0 |  |  |  | ROOF | WOOD FRAME ROOF | (2x12)
|  | Wood - SPF / Canadian Wood Council / Quebec / | 0 | m2 | 100% |  | 0 |  | 0 | 0 |  |  |  | ROOF | WOOD FRAME ROOF | (2x12)
|  | Wood - SPF / Canadian Wood Council / New Brunswick / | 0 | m2 | 100% |  | 0 |  | 0 | 0 |  |  |  | ROOF | WOOD FRAME ROOF | (2x12)
|  | Wood - SPF / Canadian Wood Council / Atlantic Canada / | 0 | m2 | 100% |  | 0 |  | 0 | 0 |  |  |  | ROOF | WOOD FRAME ROOF | (2x12)
| WOOD TRUSS FRAMING | [13 empty] | WOOD FRAME ROOF
Use percent function to adjust wood volume relative to described roof design |  | Wood roof truss - prefabricated / Canadian Wood Council / Common (Double Howe) Gable Roof / 2x6 Chords, 2x4 Webs, 4:12 Pitch, 40 ft span, 20" overhang | 0 | m2 | 100% |  | 0 |  | 0 | 0 |  |  |  | ROOF | WOOD FRAME ROOF |  | Note: The height of this row is increased because at some zoom levels, the lines in column C of this row may break to additional lines
| WOOD I-JOIST FRAMING | [13 empty] | WOOD FRAME ROOF
| 9-1/2" | Wood I joist / Canadian Wood Council / / TJI 230/360 | 0 | m2 | 100% |  | 0 |  | 0 | 0 |  |  |  | ROOF | WOOD FRAME ROOF | (9-1/2")
| 11-7/8" | Wood I joist / Canadian Wood Council / / TJI 230/360 | 0 | m2 | 100% |  | 0 |  | 0 | 0 |  |  |  | ROOF | WOOD FRAME ROOF | (11-7/8")
| 14" | Wood I joist / Canadian Wood Council / / TJI 230/360 | 0 | m2 | 100% |  | 0 |  | 0 | 0 |  |  |  | ROOF | WOOD FRAME ROOF | (14")
| 16" | Wood I joist / Canadian Wood Council / / TJI 230/360 | 0 | m2 | 100% |  | 0 |  | 0 | 0 |  |  |  | ROOF | WOOD FRAME ROOF | (16")
| 11-7/8" | Wood I-joist / RedBuilt / Red I-45 / 11.875" depth, 1.75 x 1.5" LVL flanges | 0 | m2 | 100% |  | 0 |  | 0 | 0 |  |  |  | ROOF | WOOD FRAME ROOF | (11-7/8")
| 14" | Wood I-joist / RedBuilt / Red I-45 / 14" depth, 1.75 x 1.5" LVL flanges | 0 | m2 | 100% |  | 0 |  | 0 | 0 |  |  |  | ROOF | WOOD FRAME ROOF | (14")
| 16" | Wood I-joist / RedBuilt / Red I-45 / 16" depth, 1.75 x 1.5" LVL flanges | 0 | m2 | 100% |  | 0 |  | 0 | 0 |  |  |  | ROOF | WOOD FRAME ROOF | (16")
| 11-7/8" | Wood I-joist / RedBuilt / Red I-65 / 11.875" depth, 2.5 x 1.5" LVL flanges | 0 | m2 | 100% |  | 0 |  | 0 | 0 |  |  |  | ROOF | WOOD FRAME ROOF | (11-7/8")
| 14" | Wood I-joist / RedBuilt / Red I-65 / 14" depth, 2.5 x 1.5" LVL flanges | 0 | m2 | 100% |  | 0 |  | 0 | 0 |  |  |  | ROOF | WOOD FRAME ROOF | (14")
| 16" | Wood I-joist / RedBuilt / Red I-65 / 16" depth, 2.5 x 1.5" LVL flanges | 0 | m2 | 100% |  | 0 |  | 0 | 0 |  |  |  | ROOF | WOOD FRAME ROOF | (16")
ROOF DECKING
WOOD SHEET PRODUCTS - 1/2"
|  | Plywood / Canadian Wood Council / / 1/2" | 0 | m2 | 100% |  | 0 |  | 0 | 0 |  |  |  | ROOF | ROOF DECKING
|  | OSB sheathing / Canadian Wood Council -Eastern / / 1/2" | 0 | m2 | 100% |  | 0 |  | 0 | 0 |  |  |  | ROOF | ROOF DECKING
|  | OSB sheathing / Canadian Wood Council -Western / / 1/2" | 0 | m2 | 100% |  | 0 |  | 0 | 0 |  |  |  | ROOF | ROOF DECKING
WOOD SHEET PRODUCTS - 5/8"
|  | Plywood / Canadian Wood Council / / 5/8" | 0 | m2 | 100% |  | 0 |  | 0 | 0 |  |  |  | ROOF | ROOF DECKING
|  | OSB sheathing / Canadian Wood Council -Eastern / / 5/8" | 0 | m2 | 100% |  | 0 |  | 0 | 0 |  |  |  | ROOF | ROOF DECKING
|  | OSB sheathing / Canadian Wood Council -Western / / 5/8" | 0 | m2 | 100% |  | 0 |  | 0 | 0 |  |  |  | ROOF | ROOF DECKING
OSB SHEATHING & BARRIER SYSTEM
|  | OSB sheathing & barrier / Huber / ZIP System - Wall and Roof Sheathing / 1/2" | 0 | m2 | 100% |  | 0 |  | 0 | 0 |  |  |  | ROOF | ROOF DECKING
|  | OSB sheathing & barrier / Huber / ZIP System - Wall and Roof Sheathing / 5/8" | 0 | m2 | 100% |  | 0 |  | 0 | 0 |  |  |  | ROOF | ROOF DECKING
|  | OSB sheathing & barrier / LP / WeatherLogic® Air & Water Barrier / 1/2" | 0 | m2 | 100% |  | 0 |  | 0 | 0 |  |  |  | ROOF | ROOF DECKING
|  | OSB sheathing & barrier / LP / WeatherLogic® Air & Water Barrier / 7/16" | 0 | m2 | 100% |  | 0 |  | 0 | 0 |  |  |  | ROOF | ROOF DECKING
GYPSUM PANELS 1/2"
|  | Gypsum panels - glass mat / USG / Securock ExoAir 430 / 1/2" | 0 | m2 | 100% |  | 0 |  | 0 | 0 |  | Expired 2024 |  | ROOF | ROOF DECKING
|  | Gypsum panels - glass mat / CertainTeed / GlasRoc Sheathing gypsum board / 5/8" | 0 | m2 | 100% |  | 0 |  | 0 | 0 |  |  |  | ROOF | ROOF DECKING
|  | Gypsum panels - glass mat / Georgia-Pacific / DensGlass Sheathing / 1/2" | 0 | m2 | 100% |  | 0 |  | 0 | 0 |  |  |  | ROOF | ROOF DECKING
|  | Gypsum panels - glass mat / Georgia-Pacific / DensGlass Sheathing / 5/8" | 0 | m2 | 100% |  | 0 |  | 0 | 0 |  |  |  | ROOF | ROOF DECKING
|  | Gypsum panels - glass mat / Gypsum Association / North American Industry Average / 1/2" | 0 | m2 | 100% |  | 0 |  | 0 | 0 |  |  |  | ROOF | ROOF DECKING
|  | Gypsum panels - glass mat / Gypsum Association / North American Industry Average / 5/8" Type X | 0 | m2 | 100% |  | 0 |  | 0 | 0 |  |  |  | ROOF | ROOF DECKING
ROOFING MEMBRANE
ROOFING MEMBRANE
|  | EPDM Roofing Membrane / SPRI / / | 0 | m2 | 100% |  | 0 |  | 0 | 0 |  | Expired 2022 |  | ROOF | ROOFING MEMBRANE
|  | SBS Modified Bitumen Roofing / ARMA / Includes: CertainTeed, Firestone, GAF, Henry, IKO, Johns Mansville, Malarkey, Siplast, Soprema / | 0 | m2 | 100% |  | 0 |  | 0 | 0 |  | Expired 2021 |  | ROOF | ROOFING MEMBRANE
|  | PVC Roofing Membrane / CIFA / Includes: Canadian General-Tower, Duro-Last, FiberTite / 48 mils | 0 | m2 | 100% |  | 0 |  | 0 | 0 |  | Expired 2019 |  | ROOF | ROOFING MEMBRANE
|  | TPO Roofing Membrane / Carlisle / Sure-Weld / 60 mils | 0 | m2 | 100% |  | 0 |  | 0 | 0 |  |  |  | ROOF | ROOFING MEMBRANE
|  | TPO roofing membrane / Single Ply Roofing Industry / / 45 mils | 0 | m2 | 100% |  | 0 |  | 0 | 0 |  |  |  | ROOF | ROOFING MEMBRANE
|  | TPO roofing membrane / Single Ply Roofing Industry / / 60 mils | 0 | m2 | 100% |  | 0 |  | 0 | 0 |  |  |  | ROOF | ROOFING MEMBRANE
SHEET BARRIER
|  | Sheet barrier - AVERAGE | 0 | m2 | 100% |  | 0 |  | 0 | 0 |  |  |  | ROOF | BARRIERS AND MEMBRANES
|  | Ext. Roof Barrier, sheet / Rothoblaas / Traspir Weld EVO 360 / 17.5 Perms / 1.0 mm | 0 | m2 | 100% |  | 0 |  | 0 | 0 |  |  |  | ROOF | BARRIERS AND MEMBRANES
|  | Ext. Wall & Roof Barrier, sheet / Dupont / Tyvek Monolayer 60 / Permeable / | 0 | m2 | 100% |  | 0 |  | 0 | 0 |  |  |  | ROOF | BARRIERS AND MEMBRANES
|  | Ext. Wall & Roof Barrier, sheet / Partel / Exoperm Mono 150 / Permeable / | 0 | m2 | 100% |  | 0 |  | 0 | 0 |  |  |  | ROOF | BARRIERS AND MEMBRANES
|  | Ext. & Int. Wall & Roof Barrier, sheet / Rothoblaas / Clima Control Net 160 / Moisture-variable / 0.5 mm | 0 | m2 | 100% |  | 0 |  | 0 | 0 |  |  |  | ROOF | BARRIERS AND MEMBRANES
|  | Ext. & Int. Wall & Roof Barrier, sheet / Rothoblaas / Traspir EVO 160 / 12.3 Perms / 0.5 mm | 0 | m2 | 100% |  | 0 |  | 0 | 0 |  |  |  | ROOF | BARRIERS AND MEMBRANES
|  | Ext. & Int. Wall & Roof Barrier, sheet / Rothoblaas / Traspir Vapor 225 / Non-permeable / 0.8 mm | 0 | m2 | 100% |  | 0 |  | 0 | 0 |  |  |  | ROOF | BARRIERS AND MEMBRANES
|  | Ext. Wall & Roof Barrier, adhesive / Partel / Exoperm Mono SA 250 / Permeable / | 0 | m2 | 100% |  | 0 |  | 0 | 0 |  |  |  | ROOF | BARRIERS AND MEMBRANES
LIQUID APPLIED BARRIER
|  | Liquid applied barrier - AVERAGE | 0 | m2 | 100% |  | 0 |  | 0 | 0 |  |  |  | ROOF | BARRIERS AND MEMBRANES
|  | Ext. Wall & Roof Barrier, liquid applied / Carlisle / Barrithane VP / 11.1 Perms / 40 mils | 0 | m2 | 100% |  | 0 |  | 0 | 0 |  |  |  | ROOF | BARRIERS AND MEMBRANES
|  | Ext. Waterproofing Barrier, adhesive / Carlisle / MiraPLY V / | 0 | m2 | 100% |  | 0 |  | 0 | 0 |  |  |  | ROOF | BARRIERS AND MEMBRANES
ROOF STRAPPING |  |  | STRAPPING SPACING: |  | in
1x3 WOOD STRAPPING
|  | Wood - SPF / Canadian Wood Council / British Columbia / | 0 | m2 | 100% |  | 0 |  | 0 | 0 |  |  |  | ROOF | ROOF STRAPPING | (1x3)
|  | Wood - SPF / Canadian Wood Council / Alberta / | 0 | m2 | 100% |  | 0 |  | 0 | 0 |  |  |  | ROOF | ROOF STRAPPING | (1x3)
|  | Wood - SPF / Canadian Wood Council / Ontario / | 0 | m2 | 100% |  | 0 |  | 0 | 0 |  |  |  | ROOF | ROOF STRAPPING | (1x3)
|  | Wood - SPF / Canadian Wood Council / Quebec / | 0 | m2 | 100% |  | 0 |  | 0 | 0 |  |  |  | ROOF | ROOF STRAPPING | (1x3)
|  | Wood - SPF / Canadian Wood Council / New Brunswick / | 0 | m2 | 100% |  | 0 |  | 0 | 0 |  |  |  | ROOF | ROOF STRAPPING | (1x3)
|  | Wood - SPF / Canadian Wood Council / Atlantic Canada / | 0 | m2 | 100% |  | 0 |  | 0 | 0 |  |  |  | ROOF | ROOF STRAPPING | (1x3)
1x4 WOOD STRAPPING
|  | Wood - SPF / Canadian Wood Council / British Columbia / | 0 | m2 | 100% |  | 0 |  | 0 | 0 |  |  |  | ROOF | ROOF STRAPPING | (1x4)
|  | Wood - SPF / Canadian Wood Council / Alberta / | 0 | m2 | 100% |  | 0 |  | 0 | 0 |  |  |  | ROOF | ROOF STRAPPING | (1x4)
|  | Wood - SPF / Canadian Wood Council / Ontario / | 0 | m2 | 100% |  | 0 |  | 0 | 0 |  |  |  | ROOF | ROOF STRAPPING | (1x4)
|  | Wood - SPF / Canadian Wood Council / Quebec / | 0 | m2 | 100% |  | 0 |  | 0 | 0 |  |  |  | ROOF | ROOF STRAPPING | (1x4)
|  | Wood - SPF / Canadian Wood Council / New Brunswick / | 0 | m2 | 100% |  | 0 |  | 0 | 0 |  |  |  | ROOF | ROOF STRAPPING | (1x4)
|  | Wood - SPF / Canadian Wood Council / Atlantic Canada / | 0 | m2 | 100% |  | 0 |  | 0 | 0 |  |  |  | ROOF | ROOF STRAPPING | (1x4)
2x4 WOOD STRAPPING
|  | Wood - SPF / Canadian Wood Council / British Columbia / | 0 | m2 | 100% |  | 0 |  | 0 | 0 |  |  |  | ROOF | ROOF STRAPPING | (2x4)
|  | Wood - SPF / Canadian Wood Council / Alberta / | 0 | m2 | 100% |  | 0 |  | 0 | 0 |  |  |  | ROOF | ROOF STRAPPING | (2x4)
|  | Wood - SPF / Canadian Wood Council / Ontario / | 0 | m2 | 100% |  | 0 |  | 0 | 0 |  |  |  | ROOF | ROOF STRAPPING | (2x4)
|  | Wood - SPF / Canadian Wood Council / Quebec / | 0 | m2 | 100% |  | 0 |  | 0 | 0 |  |  |  | ROOF | ROOF STRAPPING | (2x4)
|  | Wood - SPF / Canadian Wood Council / New Brunswick / | 0 | m2 | 100% |  | 0 |  | 0 | 0 |  |  |  | ROOF | ROOF STRAPPING | (2x4)
|  | Wood - SPF / Canadian Wood Council / Atlantic Canada / | 0 | m2 | 100% |  | 0 |  | 0 | 0 |  |  |  | ROOF | ROOF STRAPPING | (2x4)
ROOFING
ASPHALT SHINGLES
|  | Asphalt Shingles - Roofing - AVERAGE | 0 | m2 | 100% |  | 0 |  | 0 | 0 |  |  |  | ROOF | ROOFING
|  | Asphalt Shingles / Owens Corning / Duration / | 0 | m2 | 100% |  | 0 |  | 0 | 0 |  | Expired 2025 |  | ROOF | ROOFING
|  | Asphalt Shingles / Owens Corning / Oakridge / | 0 | m2 | 100% |  | 0 |  | 0 | 0 |  | Expired 2025 |  | ROOF | ROOFING
|  | Asphalt Shingles / Owens Corning / Supreme / | 0 | m2 | 100% |  | 0 |  | 0 | 0 |  | Expired 2025 |  | ROOF | ROOFING
|  | Asphalt Shingles / GAF / Timberline / Timberline | 0 | m2 | 100% |  | 0 |  | 0 | 0 |  | Expired 2025 |  | ROOF | ROOFING
|  | Asphalt Shingles / GAF / Timberline Cool Series / | 0 | m2 | 100% |  | 0 |  | 0 | 0 |  | Expired 2025 |  | ROOF | ROOFING
|  | Asphalt Shingles / Asphalt Roofing Manufacturers Association / Fiberglass Asphalt Shingles / | 0 | m2 | 100% |  | 0 |  | 0 | 0 |  |  |  | ROOF | ROOFING
|  | Asphalt Shingles / Malarkey Roofing / Dura-Seal / | 0 | m2 | 100% |  | 0 |  | 0 | 0 |  |  |  | ROOF | ROOFING
|  | Asphalt Shingles / Malarkey Roofing / Ecoasis NEX / | 0 | m2 | 100% |  | 0 |  | 0 | 0 |  |  |  | ROOF | ROOFING
|  | Asphalt Shingles / Malarkey Roofing / Ecoasis Premium / | 0 | m2 | 100% |  | 0 |  | 0 | 0 |  |  |  | ROOF | ROOFING
|  | Asphalt Shingles / Malarkey Roofing / Highlander NEX / | 0 | m2 | 100% |  | 0 |  | 0 | 0 |  |  |  | ROOF | ROOFING
|  | Asphalt Shingles / Malarkey Roofing / Legacy / | 0 | m2 | 100% |  | 0 |  | 0 | 0 |  |  |  | ROOF | ROOFING
|  | Asphalt Shingles / Malarkey Roofing / Vista / | 0 | m2 | 100% |  | 0 |  | 0 | 0 |  |  |  | ROOF | ROOFING
|  | Asphalt Shingles / Malarkey Roofing / Windsor / | 0 | m2 | 100% |  | 0 |  | 0 | 0 |  |  |  | ROOF | ROOFING
STEEL PANELS
|  | Metal Panels - Steel / Metal Construction Assn. / 24 gauge | 0 | m2 | 100% |  | 0 |  | 0 | 0 |  | Expired 2025 |  | ROOF | ROOFING
ALUMINUM PANELS
|  | Metal Panels - Aluminum / Metal Construction Assn. / 22 gauge / Includes: ATAS, DMI, Englert, Fabral,McElroy, Pac-Clad | 0 | m2 | 100% |  | 0 |  | 0 | 0 |  |  |  | ROOF | ROOFING
FIBER CEMENT ROOFING
|  | Fiber Cement roofing - AVERAGE | 0 | m2 | 100% |  | 0 |  | 0 | 0 |  |  |  | ROOF | ROOFING
|  | Fiber Cement roofing / Cembrit / Corrugated sheets / 6.5 mm | 0 | m2 | 100% |  | 0 |  | 0 | 0 |  | Expired 2021 |  | ROOF | ROOFING
|  | Fiber Cement roofing / Cembrit / Slates / 4 mm | 0 | m2 | 100% |  | 0 |  | 0 | 0 |  | Expired 2021 |  | ROOF | ROOFING
OTHER ROOFING OPTIONS
|  | Clay roof tiles / HISPALYT / / | 0 | m2 | 100% |  | 0 |  | 0 | 0 |  | Expired 2022 |  | ROOF | ROOFING
ROOF CAVITY INSULATION |  |  | R-VALUE: |  | INSULATION PARALLEL TO:
| FIBERGLASS BATT |  | R-VALUE:
|  | Fiberglass batt - Roof Insulation - AVERAGE | 0 | m2 | 100% |  | 0 |  | 0 | 0 |  |  |  | ROOF | ROOF INSULATION
|  | Fiberglass batt / Johns Manville / Unfaced, ComfortTherm, Cavity-SHIELD, FSK-25 / R 3.4/inch | 0 | m2 | 100% |  | 0 |  | 0 | 0 |  |  |  | ROOF | ROOF INSULATION
|  | Fiberglass batt / NAIMA / / R 4.4/inch | 0 | m2 | 100% |  | 0 |  | 0 | 0 |  |  |  | ROOF | ROOF INSULATION
|  | Fiberglass batt & roll / Owens Corning / Unfaced, PINK Next Gen Fiberglas / R 3.6/inch avg. | 0 | m2 | 100% |  | 0 |  | 0 | 0 |  |  |  | ROOF | ROOF INSULATION
| FIBERGLASS LOOSE FILL |  | R-VALUE:
|  | Fiberglass loose fill - Roof Insulation - AVERAGE | 0 | m2 | 100% |  | 0 |  | 0 | 0 |  |  |  | ROOF | ROOF INSULATION
|  | Fiberglass loose fill / CertainTeed / InsulSafe, Optima, TruComfort / R 2.6/inch | 0 | m2 | 100% |  | 0 |  | 0 | 0 |  | Expired 2024 |  | ROOF | ROOF INSULATION
|  | Fiberglass loose fill / Johns Manville / Climate Pro, Attic Protector, JM Spider PLUS (Canada) / R 2.8/inch, Formaldehyde-free | 0 | m2 | 100% |  | 0 |  | 0 | 0 |  |  |  | ROOF | ROOF INSULATION |  | Note: The height of this row is increased because at some zoom levels, the lines in column C of this row may break to additional lines
|  | Fiberglass loose fill / NAIMA / Includes : CertainTeed, Inc. Saint-Gobin, Johns Manville, Knauf Insulation North America, Owens Corning / R 2.2/inch | 0 | m2 | 100% |  | 0 |  | 0 | 0 |  |  |  | ROOF | ROOF INSULATION |  | Note: The height of this row is increased because at some zoom levels, the lines in column C of this row may break to additional lines
|  | Fiberglass loose fill / Owens Corning / AttiCat, ProCat, ProPink / R 3.28/inch | 0 | m2 | 100% |  | 0 |  | 0 | 0 |  |  |  | ROOF | ROOF INSULATION
| MINERAL WOOL BATT |  | R-VALUE:
|  | Mineral wool batt / Owens Corning / UltraBatt - Fire and Sound guard Plus R-15, R-30 / R 4.2-inch | 0 | m2 | 100% |  | 0 |  | 0 | 0 |  |  |  | ROOF | ROOF INSULATION
|  | Mineral wool batt / Owens Corning / UltraBatt - Fire and Sound guard Plus R-23 / R 4.2-inch | 0 | m2 | 100% |  | 0 |  | 0 | 0 |  |  |  | ROOF | ROOF INSULATION
|  | Mineral wool batt / Owens Corning / UltraBatt - Fire and Sound guard Plus R-24 / R 4.0-inch | 0 | m2 | 100% |  | 0 |  | 0 | 0 |  |  |  | ROOF | ROOF INSULATION
|  | Mineral wool batt / Rockwool / ComfortBatt R-23 / R 4.2-inch | 0 | m2 | 100% |  | 0 |  | 0 | 0 |  |  |  | ROOF | ROOF INSULATION
|  | Mineral wool batt / Rockwool / ComfortBatt R-24 (Steel Studs) / R 4.0-inch | 0 | m2 | 100% |  | 0 |  | 0 | 0 |  |  |  | ROOF | ROOF INSULATION
|  | Mineral wool batt / Rockwool / ComfortBatt R-24 (Wood Studs) / R 4.4-inch | 0 | m2 | 100% |  | 0 |  | 0 | 0 |  |  |  | ROOF | ROOF INSULATION
| MINERAL WOOL LOOSE FILL |  | R-VALUE:
|  | Mineral wool loose fill / NAIMA / USG, American Rockwool / R 3/inch | 0 | m2 | 100% |  | 0 |  | 0 | 0 |  |  |  | ROOF | ROOF INSULATION
| SPRAY FOAM, CLOSED CELL |  | R-VALUE:
|  | Spray polyurethane foam - Closed Cell - HFO gas filled / SPFA / / R 6.6/inch | 0 | m2 | 100% |  | 0 |  | 0 | 0 |  |  |  | ROOF | ROOF INSULATION
|  | Spray polyurethane foam - Closed Cell (HFO) / Huntsman Building Solutions / Heatlok HFO & Heatlok Soya HFO / | 0 | m2 | 100% |  | 0 |  | 0 | 0 |  | A1-B1 |  | ROOF | ROOF INSULATION
| SPRAY FOAM, OPEN CELL |  | R-VALUE:
|  | Spray polyurethane foam - Open Cell - HFO gas / SPFA / / R 4.1/inch | 0 | m2 | 100% |  | 0 |  | 0 | 0 |  |  |  | ROOF | ROOF INSULATION
| CELLULOSE INSULATION |  | R-VALUE:
|  | Cellulose - Roof Insulation - AVERAGE | 0 | m2 | 100% |  | 0 |  | 0 | 0 |  |  |  | ROOF | ROOF INSULATION
|  | Cellulose - batt / CMS / R 3.6/inch / EcoCell | 0 | m2 | 100% |  | 0 |  | 0 | 0 |  | Expired 2024 |  | ROOF | ROOF INSULATION
|  | Cellulose - loose fill / / R 3.7/inch / Includes: AFT, Applegate, Can-Cell, Cell-Pak, Cleanfiber, Climatizer, Fiberlite, Igloo, ICC, Mason City, Nu-Wool, Soprema, Thermo-Kool | 0 | m2 | 100% |  | 0 |  | 0 | 0 |  | Expired 2024 |  | ROOF | ROOF INSULATION
|  | Cellulose - spray applied / R 3.75/inch / International Cellulose Corp. / K-13, ThermoCon | 0 | m2 | 100% |  | 0 |  | 0 | 0 |  | Expired 2025 |  | ROOF | ROOF INSULATION
| WOOD FIBER BATT |  | R-VALUE:
|  | Wood fiber batt / Steico / SteicoFlex / R 3.8/inch | 0 | m2 | 100% |  | 0 |  | 0 | 0 |  |  |  | ROOF | ROOF INSULATION
| OTHER NATURAL FIBER INSULATION |  | R-VALUE:
|  | Wool batt / Havelock Wool / / R 3.6/inch | 0 | m2 | 100% |  | 0 |  | 0 | 0 |  | Expired 2025 |  | ROOF | ROOF INSULATION
|  | Wool loose fill / Havelock Wool / / R 4.4/inch | 0 | m2 | 100% |  | 0 |  | 0 | 0 |  |  |  | ROOF | ROOF INSULATION
|  | Wood fiber - loose fill / GUTEX / ThermoFiber / R 3.6/inch | 0 | m2 | 100% |  | 0 |  | 0 | 0 |  | Expired 2024 |  | ROOF | ROOF INSULATION
|  | Straw Bale / SNaB (UK) / Wheat & barley straw / R 2.8/inch | 0 | m2 | 100% |  | 0 |  | 0 | 0 |  |  |  | ROOF | ROOF INSULATION
|  | Hemp fiber batt / NaturFibre / Hemp Wool / R 3.7/inch | 0 | m2 | 100% |  | 0 |  | 0 | 0 |  |  |  | ROOF | ROOF INSULATION
| HEMPCRETE LOOSE FILL |  | R-VALUE:
|  | Hempcrete - Roof Insulation - AVERAGE | 0 | m2 | 100% |  | 0 |  | 0 | 0 |  |  |  | ROOF | ROOF INSULATION
|  | Hempcrete / Cast in-situ / Site mixed / USA / R 2.1/inch, Avg. mix using NHL & PHL | 0 | m2 | 100% |  | 0 |  | 0 | 0 |  | Peer-reviewed LCA, 2020 |  | ROOF | ROOF INSULATION
|  | Hempcrete / Cast in-situ / Site mixed / Europe / R 2.1/inch, Avg. of 9 mixes | 0 | m2 | 100% |  | 0 |  | 0 | 0 |  | Peer-reviewed LCA, 2017 |  | ROOF | ROOF INSULATION
|  | Hempcrete / Cast in-situ / IsoHemp / Europe / R 2.1/inch | 0 | m2 | 100% |  | 0 |  | 0 | 0 |  |  |  | ROOF | ROOF INSULATION
|  | Hempcrete / Cast in-situ / Senini / Bio Beton Jet / 230 kg/m3 / R 2.7/inch | 0 | m2 | 100% |  | 0 |  | 0 | 0 |  |  |  | ROOF | ROOF INSULATION
|  | Hempcrete dry fill / Senini / Bio Beton Pronto / 190 kg/m3 / R 2.7/inch | 0 | m2 | 100% |  | 0 |  | 0 | 0 |  |  |  | ROOF | ROOF INSULATION
CONTINUOUS ROOF INSULATION |  |  | R-VALUE: |  | INSULATION PARALLEL TO:
| EPS FOAM BOARD |  | R-VALUE:
|  | EPS foam board - AVERAGE | 0 | m2 | 100% |  | 0 |  | 0 | 0 |  |  |  | ROOF | RIGID ROOF INSULATION
|  | EPS foam board / EPS Industry Alliance / / R 3.6/inch, Type I, 10 psi (70 kPa) | 0 | m2 | 100% |  | 0 |  | 0 | 0 |  |  |  | ROOF | RIGID ROOF INSULATION
|  | EPS foam board / EPS Industry Alliance / / R 4.0/inch, Type II, 15 psi (100 kPa) | 0 | m2 | 100% |  | 0 |  | 0 | 0 |  |  |  | ROOF | RIGID ROOF INSULATION
|  | EPS foam board / EPS Industry Alliance / / R 4.2/inch, Type IX, 25 psi (170 kPa) | 0 | m2 | 100% |  | 0 |  | 0 | 0 |  |  |  | ROOF | RIGID ROOF INSULATION
|  | EPS foam board / EPS Industry Alliance / / R 4.3/inch, Type XV, 60 psi (400 kPa) | 0 | m2 | 100% |  | 0 |  | 0 | 0 |  |  |  | ROOF | RIGID ROOF INSULATION
|  | EPS foam board with graphite / BASF / Neopor F 5200 & F 5300 Plus BMB / R 4.7/inch, Type II, 15 psi (Type 2, 110 kPa) | 0 | m2 | 100% |  | 0 |  | 0 | 0 |  |  |  | ROOF | RIGID ROOF INSULATION
|  | EPS foam board with graphite / BASF / Neopor F 5200 & F 5300 Plus BMB / R 4.7/inch, Type IX, 25 psi (Type 9, 175 kPa) | 0 | m2 | 100% |  | 0 |  | 0 | 0 |  |  |  | ROOF | RIGID ROOF INSULATION
|  | EPS foam board with graphite / BASF / Neopor F 5200 Plus / R 4.7-inch, Type IX, 25 psi | 0 | m2 | 100% |  | 0 |  | 0 | 0 |  |  |  | ROOF | RIGID ROOF INSULATION
|  | EPS foam board with graphite / BASF / Neopor F 5200 Plus / R 4.7/inch, Type II, 15 psi (Type 2, 110 kPa) | 0 | m2 | 100% |  | 0 |  | 0 | 0 |  |  |  | ROOF | RIGID ROOF INSULATION
| WOOD FIBER BOARD |  | R-VALUE:
|  | Wood fiber board - AVERAGE | 0 | m2 | 100% |  | 0 |  | 0 | 0 |  |  |  | ROOF | RIGID ROOF INSULATION
|  | Wood fiber board / GUTEX / Multi-Therm / R 3.6/inch, 40-200 mm | 0 | m2 | 100% |  | 0 |  | 0 | 0 |  | Expired 2025 |  | ROOF | RIGID ROOF INSULATION
|  | Wood fiber board / North American Fiberboard Association / Includes: MSL, Blue Ridge Fiberboard Inc. / R 2.7/inch | 0 | m2 | 100% |  | 0 |  | 0 | 0 |  |  |  | ROOF | RIGID ROOF INSULATION
|  | Wood fiber board / Pavatex / Isolair, Isoroof, Isolair Multi / R 3.3-inch / 200 kg/m3, 30-80 mm | 0 | m2 | 100% |  | 0 |  | 0 | 0 |  |  |  | ROOF | RIGID ROOF INSULATION
|  | Wood fiber board / Pavatex / Pavatherm / R 3.3-inch / 110 kg/m3 | 0 | m2 | 100% |  | 0 |  | 0 | 0 |  |  |  | ROOF | RIGID ROOF INSULATION |  | Note: The height of this row is increased because at some zoom levels, the lines in column C of this row may break to additional lines
|  | Wood fiber board / Pavatex / Pavawall GF, Pavawall Bloc, Pavawall GF XL / R 3.3-inch / 130 kg/m3 | 0 | m2 | 100% |  | 0 |  | 0 | 0 |  |  |  | ROOF | RIGID ROOF INSULATION
|  | Wood fiber board / Pavatex / Pavawall Smart, Pavawall Light, Pavawall FW / R 3.3-inch / 115 kg/m3 | 0 | m2 | 100% |  | 0 |  | 0 | 0 |  |  |  | ROOF | RIGID ROOF INSULATION
|  | Wood fiber board / Steico / STEICOprotect M dry, STEICOroof dry, STEICOspecial dry, STEICOtop / R 3.6-inch, 140 kg/m3 | 0 | m2 | 100% |  | 0 |  | 0 | 0 |  |  |  | ROOF | RIGID ROOF INSULATION
|  | Wood fiber board / Steico / STEICOprotect S dry, STEICOsafe 40, STEICOuniversal dry / R 3.6-inch, 210 kg/m3 | 0 | m2 | 100% |  | 0 |  | 0 | 0 |  |  |  | ROOF | RIGID ROOF INSULATION
|  | Wood fiber board / Steico / STEICOtherm dry, STEICOprotect L dry, STEICOsafe / R 3.6-inch, 110 kg/m3 | 0 | m2 | 100% |  | 0 |  | 0 | 0 |  |  |  | ROOF | RIGID ROOF INSULATION
| XPS FOAM BOARD |  | R-VALUE:
|  | XPS foam board - AVERAGE | 0 | m2 | 100% |  | 0 |  | 0 | 0 |  |  |  | ROOF | RIGID ROOF INSULATION
|  | XPS foam board / Owens Corning / Foamular NGX 250 / R 5/inch | 0 | m2 | 100% |  | 0 |  | 0 | 0 |  | A1-B1 |  | ROOF | RIGID ROOF INSULATION |  | Note: The height of this row is increased because at some zoom levels, the lines in column C of this row may break to additional lines
|  | XPS foam board / Soprema / SOPRA-XPS / R 5.0/inch | 0 | m2 | 100% |  | 0 |  | 0 | 0 |  | A1-B1 |  | ROOF | RIGID ROOF INSULATION
|  | XPS foam board / DuPont / Reduced GWP Grey Styrofoam™ (same as ST-100) / R 5.0/inch | 0 | m2 | 100% |  | 0 |  | 0 | 0 |  | A1-B1 |  | ROOF | RIGID ROOF INSULATION
| POLYISOCYANURATE FOAM BOARD |  | R-VALUE:
|  | Polyisocyanurate - AVERAGE | 0 | m2 | 100% |  | 0 |  | 0 | 0 |  |  |  | ROOF | RIGID ROOF INSULATION
|  | Polyiso - wall boards / Hunter / Polysio Wall insulation boards / R 6.5/inch | 0 | m2 | 100% |  | 0 |  | 0 | 0 |  |  |  | ROOF | RIGID ROOF INSULATION
|  | Polyiso - wall boards / DuPont / Thermax / R 6.5/inch | 0 | m2 | 100% |  | 0 |  | 0 | 0 |  |  |  | ROOF | RIGID ROOF INSULATION
|  | Polyiso - roof boards / Carlisle / GRF cellulosic facer / GRF facer / Type II R 5.6-inch, 16 psi | 0 | m2 | 100% |  | 0 |  | 0 | 0 |  |  |  | ROOF | RIGID ROOF INSULATION
|  | Polyiso - roof boards / Hunter / H-Shield / GRF facer / Type II R 5.6-inch, 16 psi | 0 | m2 | 100% |  | 0 |  | 0 | 0 |  |  |  | ROOF | RIGID ROOF INSULATION
|  | Polyiso - roof boards / PIMA / Includes: Atlas, Firestone, GAF, Johns Manville, Rmax, Carlisle, Iko, Soprema / GRF facer / R 5.6/inch | 0 | m2 | 100% |  | 0 |  | 0 | 0 |  |  |  | ROOF | RIGID ROOF INSULATION
|  | Polyiso - roof boards / Versico / VersiCore, SecurShield, DuraFaceR / GRF facer / Type II R 5.6-inch, 16 psi | 0 | m2 | 100% |  | 0 |  | 0 | 0 |  |  |  | ROOF | RIGID ROOF INSULATION
|  | Polyisocyanurate - roof boards / Carlisle / CGF facer / CGF facer / Type II R 5.6/inch, 16 psi | 0 | m2 | 100% |  | 0 |  | 0 | 0 |  |  |  | ROOF | RIGID ROOF INSULATION
|  | Polyisocyanurate - roof boards / Carlisle / High density cover boards / Type II, R 5.0-inch, 80 psi | 0 | m2 | 100% |  | 0 |  | 0 | 0 |  |  |  | ROOF | RIGID ROOF INSULATION
|  | Polyisocyanurate - roof boards / Hunter / H-Shield CG / CGF facer / Type II R 5.6/inch, 16 psi | 0 | m2 | 100% |  | 0 |  | 0 | 0 |  |  |  | ROOF | RIGID ROOF INSULATION
|  | Polyisocyanurate - roof boards / Hunter / High density cover boards / Type II, R 5.0-inch, 80 psi | 0 | m2 | 100% |  | 0 |  | 0 | 0 |  |  |  | ROOF | RIGID ROOF INSULATION
|  | Polyisocyanurate - roof boards / PIMA / Includes: Atlas, Firestone, GAF, Johns Manville, Carlisle, Iko, Soprema / R 5.0/inch | 0 | m2 | 100% |  | 0 |  | 0 | 0 |  |  |  | ROOF | RIGID ROOF INSULATION
|  | Polyisocyanurate - roof boards / PIMA / Includes: Atlas, Firestone, GAF, Johns Manville, Rmax, Carlisle, Iko, Soprema / CGF facer R 5.8/inch | 0 | m2 | 100% |  | 0 |  | 0 | 0 |  |  |  | ROOF | RIGID ROOF INSULATION
|  | Polyisocyanurate - roof boards / Versico / High density cover boards / Type II, R 5.0-inch, 80 psi | 0 | m2 | 100% |  | 0 |  | 0 | 0 |  |  |  | ROOF | RIGID ROOF INSULATION
|  | Polyisocyanurate - roof boards / Versico / VersiCore, SecurShield, DuraFaceR / CGF facer / Type II R 5.6-inch, 16 psi | 0 | m2 | 100% |  | 0 |  | 0 | 0 |  |  |  | ROOF | RIGID ROOF INSULATION
| MINERAL WOOL BOARD |  | R-VALUE:
|  | Mineral wool board - AVERAGE | 0 | m2 | 100% |  | 0 |  | 0 | 0 |  |  |  | ROOF | RIGID ROOF INSULATION
|  | Mineral wool board / Rockwool / Comfortboard 80 / R 4.2-inch | 0 | m2 | 100% |  | 0 |  | 0 | 0 |  |  |  | ROOF | RIGID ROOF INSULATION
|  | Mineral wool board / Owens Corning / Thermafiber RainBarrier ci HC 140 / R 4.2-inch | 0 | m2 | 100% |  | 0 |  | 0 | 0 |  |  |  | ROOF | RIGID ROOF INSULATION
|  | Mineral wool board / Rockwool / Toprock DD / R 4.3-inch | 0 | m2 | 100% |  | 0 |  | 0 | 0 |  |  |  | ROOF | RIGID ROOF INSULATION
| CORK BOARD |  | R-VALUE: | [11 empty] | RIGID ROOF INSULATION
|  | Cork board insulation / Amorim / Expanded Insulation Corkboard (ICB) / R3.6-inch, 115 kg/m3 | 0 | m2 | 100% |  | 0 |  | 0 | 0 |  |  |  | ROOF | RIGID ROOF INSULATION
INSULATED ROOFING PANELS
SIP PANEL - EPS FOAM CORE with OSB
|  | SIP panels - EPS foam & OSB / SIPA / R-15 4.5" panel | 0 | m2 | 100% |  | 0 |  | 0 | 0 |  |  |  | ROOF | INSULATED ROOFING PANELS
|  | SIP panels - EPS foam & OSB / SIPA / R-23 6.5" panel | 0 | m2 | 100% |  | 0 |  | 0 | 0 |  |  |  | ROOF | INSULATED ROOFING PANELS
|  | SIP panels - EPS foam & OSB / SIPA / R-30 8.25" panel | 0 | m2 | 100% |  | 0 |  | 0 | 0 |  |  |  | ROOF | INSULATED ROOFING PANELS
|  | SIP panels - EPS foam & OSB / SIPA / R-38 10.25" panel | 0 | m2 | 100% |  | 0 |  | 0 | 0 |  |  |  | ROOF | INSULATED ROOFING PANELS
|  | SIP panels - EPS foam & OSB / SIPA / R-45 12.25" panel | 0 | m2 | 100% |  | 0 |  | 0 | 0 |  |  |  | ROOF | INSULATED ROOFING PANELS
© His Majesty the King in Right of Canada, as represented by the Minister of Natural Resources, 2025
© Sa Majesté le Roi du chef du Canada, représentée par le ministre de Ressources naturelles, 2025
Clear This Sheet Only
Note on I3: Hajir H: As of Jan 2026, this column is archived and the formulas in this column has no use
Note on J3: Hajir H: As of Jan 2026, this column is archived and the formulas in this column has no use

## Garage
SECTION 13 ➜ COMPONENT MATERIALS FOR |  |  | GARAGE
INSTRUCTIONS: (double-click) The NET kgCO2e EMISSIONS column (Col. I) shows the global warming potential (GWP) of each material based on the information provided. You must specify the R-VALUE, THICKNESS, FRAMING SPACING or any other required information in areas highlighted in YELLOW. Enter "1" in the SELECT column (Col. H) to add each material to your building. The net carbon emissions for the selected material will be highlighted in ORANGE. Use the percentage values cell (Col. G) if necessary to adjust the material quantity present in the building. The carbon footprint of each selection will be added to the section SUBTOTAL (top of Col. M) for this page, and for summary reporting.
CATEGORY |  | MATERIAL | QUANTITY |  | % |  | SELECT | NET kgCO2e EMISSIONS | SELECTED MATERIAL kgCO2e CONTENT | kgCO2e EMISSIONS | kgCO2 STORAGE | Note | kgCO2e EMISSIONS SUBTOTAL FOR GARAGE | kgCO2e STORAGE SUBTOTAL FOR GARAGE
[13 empty] | 0 | 0 | Category | Subcategory | Thickness | Notes
GARAGE FOOTINGS & SLABS
CRUSHED STONE BASE |  |  | THICKNESS: |  | in | = | 0 | m
AGGREGATE
If you do not know the specific carbon footprint of your aggregate, chose the "AVERAGE" value |  | Aggregate / / / Avg construction aggregate (gravel & sand) | 0 | m2 | 100% |  |  | 0 |  | 0 | 0 |  | Expired 2023 |  | GARAGE | GARAGE CRUSHED STONE BASE
CONCRETE SLAB FLOOR |  |  | THICKNESS: |  | in | = | 0 | m
CONCRETE – 25 MPa or less
Concrete mix specification makes a big difference in carbon footprint. The mix specifications here can be used to discuss low-carbon mix options with your supplier. |  | Concrete - 25 MPa, GU / SRMCA / Can. Sask Avg. / | 0 | m2 | 100% |  |  | 0 |  | 0 | 0 |  |  |  | GARAGE | GARAGE SLAB FLOOR
|  | Concrete - 25 MPa, 10% FA, GU / SRMCA / Can. Sask Avg. / | 0 | m2 | 100% |  |  | 0 |  | 0 | 0 |  |  |  | GARAGE | GARAGE SLAB FLOOR
|  | Concrete - 25 MPa, 20% FA, GU / SRMCA / Can. Sask Avg. / | 0 | m2 | 100% |  |  | 0 |  | 0 | 0 |  |  |  | GARAGE | GARAGE SLAB FLOOR
|  | Concrete - 25 MPa, 30% FA, GU / SRMCA / Can. Sask Avg. / | 0 | m2 | 100% |  |  | 0 |  | 0 | 0 |  |  |  | GARAGE | GARAGE SLAB FLOOR
|  | Concrete - 25 MPa, 40% FA, GU / SRMCA / Can. Sask Avg. / | 0 | m2 | 100% |  |  | 0 |  | 0 | 0 |  |  |  | GARAGE | GARAGE SLAB FLOOR
|  | #N/A | 0 | m2 | 100% |  |  | #N/A |  | #N/A | #N/A |  |  |  | GARAGE | GARAGE SLAB FLOOR
|  | #N/A | 0 | m2 | 100% |  |  | #N/A |  | #N/A | #N/A |  |  |  | GARAGE | GARAGE SLAB FLOOR
| CONCRETE – 26-30 MPa | [13 empty] | GARAGE | GARAGE SLAB FLOOR
Concrete mix specification makes a big difference in carbon footprint. The mix specifications here can be used to discuss low-carbon mix options with your supplier. |  | Concrete - 30 MPa, GU / SRMCA / Can. Sask Avg. / | 0 | m2 | 100% |  |  | 0 |  | 0 | 0 |  |  |  | GARAGE | GARAGE SLAB FLOOR
|  | Concrete - 30 MPa, 10% FA, GU / SRMCA / Can. Sask Avg. / | 0 | m2 | 100% |  |  | 0 |  | 0 | 0 |  |  |  | GARAGE | GARAGE SLAB FLOOR
|  | Concrete - 30 MPa, 20% FA, GU / SRMCA / Can. Sask Avg. / | 0 | m2 | 100% |  |  | 0 |  | 0 | 0 |  |  |  | GARAGE | GARAGE SLAB FLOOR
|  | Concrete - 30 MPa, 30% FA, GU / SRMCA / Can. Sask Avg. / | 0 | m2 | 100% |  |  | 0 |  | 0 | 0 |  |  |  | GARAGE | GARAGE SLAB FLOOR
|  | Concrete - 30 MPa, 40% FA, GU / SRMCA / Can. Sask Avg. / | 0 | m2 | 100% |  |  | 0 |  | 0 | 0 |  |  |  | GARAGE | GARAGE SLAB FLOOR
|  | #N/A | 0 | m2 | 100% |  |  | #N/A |  | #N/A | #N/A |  |  |  | GARAGE | GARAGE SLAB FLOOR
|  | #N/A | 0 | m2 | 100% |  |  | #N/A |  | #N/A | #N/A |  |  |  | GARAGE | GARAGE SLAB FLOOR
SLAB REINFORCING MESH |  |  | CUSTOM AREA: |  | m2
WELDED WIRE MESH (WWM)
|  | Welded wire reinforcement / Insteel Industries / 4" x 4" x 6/6g / | 0 | m2 | 100% |  |  | 0 |  | 0 | 0 |  |  |  | GARAGE | GARAGE SLAB WIRE MESH
|  | Welded wire reinforcement / Insteel Industries / 6" x 6" x 6/6g / | 0 | m2 | 100% |  |  | 0 |  | 0 | 0 |  |  |  | GARAGE | GARAGE SLAB WIRE MESH
FOOTINGS, PIERS & PADS
CONCRETE – 25 MPa or less
Concrete mix specification makes a big difference in carbon footprint. The mix specifications here can be used to discuss low-carbon mix options with your supplier. |  | Concrete - 25 MPa, GU / SRMCA / Can. Sask Avg. / | 0 | m3 | 100% |  |  | 0 |  | 0 | 0 |  |  |  | GARAGE | GARAGE FOOTINGS & PADS
|  | Concrete - 25 MPa, 10% FA, GU / SRMCA / Can. Sask Avg. / | 0 | m3 | 100% |  |  | 0 |  | 0 | 0 |  |  |  | GARAGE | GARAGE FOOTINGS & PADS
|  | Concrete - 25 MPa, 20% FA, GU / SRMCA / Can. Sask Avg. / | 0 | m3 | 100% |  |  | 0 |  | 0 | 0 |  |  |  | GARAGE | GARAGE FOOTINGS & PADS
|  | Concrete - 25 MPa, 30% FA, GU / SRMCA / Can. Sask Avg. / | 0 | m3 | 100% |  |  | 0 |  | 0 | 0 |  |  |  | GARAGE | GARAGE FOOTINGS & PADS
|  | Concrete - 25 MPa, 40% FA, GU / SRMCA / Can. Sask Avg. / | 0 | m3 | 100% |  |  | 0 |  | 0 | 0 |  |  |  | GARAGE | GARAGE FOOTINGS & PADS
|  | #N/A | 0 | m3 | 100% |  |  | #N/A |  | #N/A | #N/A |  |  |  | GARAGE | GARAGE FOOTINGS & PADS
|  | #N/A | 0 | m3 | 100% |  |  | #N/A |  | #N/A | #N/A |  |  |  | GARAGE | GARAGE FOOTINGS & PADS
| CONCRETE – 26-30 MPa | [13 empty] | GARAGE | GARAGE FOOTINGS & PADS
Concrete mix specification makes a big difference in carbon footprint. The mix specifications here can be used to discuss low-carbon mix options with your supplier. |  | Concrete - 30 MPa, GU / SRMCA / Can. Sask Avg. / | 0 | m3 | 100% |  |  | 0 |  | 0 | 0 |  |  |  | GARAGE | GARAGE FOOTINGS & PADS
|  | Concrete - 30 MPa, 10% FA, GU / SRMCA / Can. Sask Avg. / | 0 | m3 | 100% |  |  | 0 |  | 0 | 0 |  |  |  | GARAGE | GARAGE FOOTINGS & PADS
|  | Concrete - 30 MPa, 20% FA, GU / SRMCA / Can. Sask Avg. / | 0 | m3 | 100% |  |  | 0 |  | 0 | 0 |  |  |  | GARAGE | GARAGE FOOTINGS & PADS
|  | Concrete - 30 MPa, 30% FA, GU / SRMCA / Can. Sask Avg. / | 0 | m3 | 100% |  |  | 0 |  | 0 | 0 |  |  |  | GARAGE | GARAGE FOOTINGS & PADS
|  | Concrete - 30 MPa, 40% FA, GU / SRMCA / Can. Sask Avg. / | 0 | m3 | 100% |  |  | 0 |  | 0 | 0 |  |  |  | GARAGE | GARAGE FOOTINGS & PADS
|  | #N/A | 0 | m3 | 100% |  |  | #N/A |  | #N/A | #N/A |  |  |  | GARAGE | GARAGE FOOTINGS & PADS
|  | #N/A | 0 | m3 | 100% |  |  | #N/A |  | #N/A | #N/A |  |  |  | GARAGE | GARAGE FOOTINGS & PADS
REBAR |  |  | CUSTOM LENGTH: |  | m | [9 empty] | GARAGE
| CONCRETE REINFORCING BAR | [13 empty] | GARAGE
Specify an overall rebar length. |  | Rebar / Nucor Corporation / Canadian sizes / 10M | 0 | m | 100% |  |  | 0 |  | 0 | 0 |  |  |  | GARAGE | GARAGE REBAR
|  | Rebar / Nucor Corporation / Canadian sizes / 15M | 0 | m | 100% |  |  | 0 |  | 0 | 0 |  |  |  | GARAGE | GARAGE REBAR
|  | Rebar / Nucor Corporation / Canadian sizes / 20M | 0 | m | 100% |  |  | 0 |  | 0 | 0 |  |  |  | GARAGE | GARAGE REBAR
|  | Rebar / Concrete Reinforcing Steel Institute / Canadian sizes -98% recycled, EAF / 10M | 0 | m | 100% |  |  | 0 |  | 0 | 0 |  |  |  | GARAGE | GARAGE REBAR
|  | Rebar / Concrete Reinforcing Steel Institute / Canadian sizes -98% recycled, EAF / 15M | 0 | m | 100% |  |  | 0 |  | 0 | 0 |  |  |  | GARAGE | GARAGE REBAR
HELICAL PIERS |  |  | TOTAL LENGTH OF ALL PIERS: |  | m | [9 empty] | GARAGE
| HELICAL PIERS | [13 empty] | GARAGE
Specify the total length of all piers. Use % to adjust for different sized piers |  | Helical pier / Generic / / 3" Nominal Pipe, 3.5 x 3/16" (89 x 5.5 mm), 10" Helix, Sched 40 STD Galvanized steel | 0 | m | 100% |  |  | 0 |  | 0 | 0 |  | Expired 2021 |  | GARAGE | GARAGE HELICAL PIERS
GARAGE FOUNDATION WALLS
CONCRETE FOUNDATION WALLS |  |  | THICKNESS: |  | in | = | 0 | m | [6 empty] | GARAGE
| CONCRETE – 25 MPa or less | [13 empty] | GARAGE
Concrete mix specification makes a big difference in carbon footprint. The mix specifications here can be used to discuss low-carbon mix options with your supplier. |  | Concrete - 25 MPa, GU / SRMCA / Can. Sask Avg. / | 0 | m2 | 100% |  |  | 0 |  | 0 | 0 |  |  |  | GARAGE | GARAGE CONCRETE WALLS
|  | Concrete - 25 MPa, 10% FA, GU / SRMCA / Can. Sask Avg. / | 0 | m2 | 100% |  |  | 0 |  | 0 | 0 |  |  |  | GARAGE | GARAGE CONCRETE WALLS
|  | Concrete - 25 MPa, 20% FA, GU / SRMCA / Can. Sask Avg. / | 0 | m2 | 100% |  |  | 0 |  | 0 | 0 |  |  |  | GARAGE | GARAGE CONCRETE WALLS
|  | Concrete - 25 MPa, 30% FA, GU / SRMCA / Can. Sask Avg. / | 0 | m2 | 100% |  |  | 0 |  | 0 | 0 |  |  |  | GARAGE | GARAGE CONCRETE WALLS
|  | Concrete - 25 MPa, 40% FA, GU / SRMCA / Can. Sask Avg. / | 0 | m2 | 100% |  |  | 0 |  | 0 | 0 |  |  |  | GARAGE | GARAGE CONCRETE WALLS
|  | #N/A | 0 | m2 | 100% |  |  | #N/A |  | #N/A | 0 |  |  |  | GARAGE | GARAGE CONCRETE WALLS
|  | #N/A | 0 | m2 | 100% |  |  | #N/A |  | #N/A | 0 |  |  |  | GARAGE | GARAGE CONCRETE WALLS
| CONCRETE – 26-30 MPa | [13 empty] | GARAGE | GARAGE CONCRETE WALLS
Concrete mix specification makes a big difference in carbon footprint. The mix specifications here can be used to discuss low-carbon mix options with your supplier. |  | Concrete - 30 MPa, GU / SRMCA / Can. Sask Avg. / | 0 | m2 | 100% |  |  | 0 |  | 0 | 0 |  |  |  | GARAGE | GARAGE CONCRETE WALLS
|  | Concrete - 30 MPa, 10% FA, GU / SRMCA / Can. Sask Avg. / | 0 | m2 | 100% |  |  | 0 |  | 0 | 0 |  |  |  | GARAGE | GARAGE CONCRETE WALLS
|  | Concrete - 30 MPa, 20% FA, GU / SRMCA / Can. Sask Avg. / | 0 | m2 | 100% |  |  | 0 |  | 0 | 0 |  |  |  | GARAGE | GARAGE CONCRETE WALLS
|  | Concrete - 30 MPa, 30% FA, GU / SRMCA / Can. Sask Avg. / | 0 | m2 | 100% |  |  | 0 |  | 0 | 0 |  |  |  | GARAGE | GARAGE CONCRETE WALLS
|  | Concrete - 30 MPa, 40% FA, GU / SRMCA / Can. Sask Avg. / | 0 | m2 | 100% |  |  | 0 |  | 0 | 0 |  |  |  | GARAGE | GARAGE CONCRETE WALLS
|  | #N/A | 0 | m2 | 100% |  |  | #N/A |  | #N/A | 0 |  |  |  | GARAGE | GARAGE CONCRETE WALLS
|  | #N/A | 0 | m2 | 100% |  |  | #N/A |  | #N/A | 0 |  |  |  | GARAGE | GARAGE CONCRETE WALLS
CMU FOUNDATION WALLS
CONCRETE MASONRY UNITS
If concrete grout is being used in the CMU wall use the concrete wall area to specify the quantity of concrete fill being used in the CMUs. |  | CMU Walls 8" Hollow, no grout - AVERAGE | 0 | m2 | 100% |  |  | 0 |  | 0 | 0 |  |  |  | GARAGE | GARAGE CMU FOUNDATION WALLS
|  | CMU - Light weight / Brampton Brick (Boehmers) / 8" CarboClave Block / 8 x 8 x 16 | 0 | m2 | 100% |  |  | 0 |  | 0 | 0 |  |  |  | GARAGE | GARAGE CMU FOUNDATION WALLS
|  | CMU - Light weight / Canadian Concrete Masonry Producers Assn, East Region / 8" Light weight blocks / 15 MPa, 390 x 190 x 190 mm | 0 | m2 | 100% |  |  | 0 |  | 0 | 0 |  |  |  | GARAGE | GARAGE CMU FOUNDATION WALLS
|  | CMU - Light weight / Canadian Concrete Masonry Producers Assn, West Region / 8" Light weight blocks / 15 MPa, 390 x 190 x 190 mm | 0 | m2 | 100% |  |  | 0 |  | 0 | 0 |  |  |  | GARAGE | GARAGE CMU FOUNDATION WALLS
|  | CMU - Normal weight / Brampton Brick (Boehmers) / 8" CarboClave Block / 8 x 8 x 16 | 0 | m2 | 100% |  |  | 0 |  | 0 | 0 |  |  |  | GARAGE | GARAGE CMU FOUNDATION WALLS
|  | CMU - Normal weight / Canadian Concrete Masonry Producers Assn, East Region / 8" Normal weight blocks / 15 MPa, 390 x 190 x 190 mm | 0 | m2 | 100% |  |  | 0 |  | 0 | 0 |  |  |  | GARAGE | GARAGE CMU FOUNDATION WALLS
|  | CMU - Normal weight / Canadian Concrete Masonry Producers Assn, West Region / 8" Normal weight blocks / 15 MPa, 390 x 190 x 190 mm | 0 | m2 | 100% |  |  | 0 |  | 0 | 0 |  |  |  | GARAGE | GARAGE CMU FOUNDATION WALLS
GARAGE HEAVY STRUCTURAL ELEMENTS
MASS TIMBER FRAMING
MASS TIMBER
Use % function if multiple types of mass timber will be used. |  | Heavy Timber Framing - AVERAGE | 0 | m3 | 100% |  |  | 0 |  | 0 | 0 |  |  |  | GARAGE | GARAGE MASS TIMBER
|  | Wood - SPF / Canadian Wood Council / British Columbia / | 0 | m3 | 100% |  |  | 0 |  | 0 | 0 |  |  |  | GARAGE | GARAGE MASS TIMBER
|  | Wood - SPF / Canadian Wood Council / Alberta / | 0 | m3 | 100% |  |  | 0 |  | 0 | 0 |  |  |  | GARAGE | GARAGE MASS TIMBER
|  | Wood - SPF / Canadian Wood Council / Ontario / | 0 | m3 | 100% |  |  | 0 |  | 0 | 0 |  |  |  | GARAGE | GARAGE MASS TIMBER
|  | Wood - SPF / Canadian Wood Council / Quebec / | 0 | m3 | 100% |  |  | 0 |  | 0 | 0 |  |  |  | GARAGE | GARAGE MASS TIMBER
|  | Wood - SPF / Canadian Wood Council / New Brunswick / | 0 | m3 | 100% |  |  | 0 |  | 0 | 0 |  |  |  | GARAGE | GARAGE MASS TIMBER
|  | Wood - SPF / Canadian Wood Council / Atlantic Canada / | 0 | m3 | 100% |  |  | 0 |  | 0 | 0 |  |  |  | GARAGE | GARAGE MASS TIMBER
|  | Laminated strand lumber (LSL) / American Wood Council & Canadian Wood Council / / | 0 | m3 | 100% |  |  | 0 |  | 0 | 0 |  |  |  | GARAGE | GARAGE MASS TIMBER
|  | Laminated veneer lumber (LVL) / American Wood Council & Canadian Wood Council / / | 0 | m3 | 100% |  |  | 0 |  | 0 | 0 |  | Expired 2025 |  | GARAGE | GARAGE MASS TIMBER
|  | Glued laminated timber / American Wood Council & Canadian Wood Council / / | 0 | m3 | 100% |  |  | 0 |  | 0 | 0 |  | Expired 2025 |  | GARAGE | GARAGE MASS TIMBER
|  | Glued laminated timber / Structurlam / Glulam Plus / 3-1/2" (90mm) thick | 0 | m3 | 100% |  |  | 0 |  | 0 | 0 |  | Expired 2025 |  | GARAGE | GARAGE MASS TIMBER
|  | Laminated veneer lumber / Roseburg Forest Products / RigidLam LVL / | 0 | m3 | 100% |  |  | 0 |  | 0 | 0 |  | Expired 2023 |  | GARAGE | GARAGE MASS TIMBER
|  | Glued Laminated Timber (Glulam) / Element5 / / Ontario | 0 | m3 | 100% |  |  | 0 |  | 0 | 0 |  |  |  | GARAGE | GARAGE MASS TIMBER
|  | Glued Laminated Timber (Glulam) / Kalesnikoff Lumber Co. / / BC | 0 | m3 | 100% |  |  | 0 |  | 0 | 0 |  |  |  | GARAGE | GARAGE MASS TIMBER
|  | Glued Laminated Timber (Glulam) / Vaagen Timbers / / Colville, WA | 0 | m3 | 100% |  |  | 0 |  | 0 | 0 |  |  |  | GARAGE | GARAGE MASS TIMBER
|  | Glued Laminated Timber (Glulam) / Western Archrib / / Alberta | 0 | m3 | 100% |  |  | 0 |  | 0 | 0 |  |  |  | GARAGE | GARAGE MASS TIMBER
|  | Glued Laminated Timber (Glulam) / Western Archrib / / Manitoba | 0 | m3 | 100% |  |  | 0 |  | 0 | 0 |  |  |  | GARAGE | GARAGE MASS TIMBER |  | Note: The height of this row is increased because at some zoom levels, the lines in column C of this row may break to additional lines
|  | Laminated veneer lumber (LVL) / Boise Cascade / Versa-Lam / | 0 | m3 | 100% |  |  | 0 |  | 0 | 0 |  |  |  | GARAGE | GARAGE MASS TIMBER
|  | Laminated veneer lumber (LVL) / RedBuilt / RedLam LVL / | 0 | m3 | 100% |  |  | 0 |  | 0 | 0 |  |  |  | GARAGE | GARAGE MASS TIMBER
HEAVY STEEL COMPONENTS
STEEL POSTS & BEAMS
Choose steel beam section menu and input linear metres for each component type, as values do not come from User Input Sheet. |  | Steel post / Generic / / 3.5 x 0.216" (89 x 5.5 mm), Sched 40 STD |  | m | 100% |  |  | 0 |  | 0 | 0 |  | Expired 2021 |  | GARAGE | GARAGE HEAVY STEEL COMPONENTS
|  | Steel beam / W150x22 (W6x15) / American Institute of Steel Construction |  | m | 100% |  |  | 0 |  | 0 | 0 |  |  |  | GARAGE | GARAGE HEAVY STEEL COMPONENTS
|  | Steel beam / W200x22 (W8x15) / American Institute of Steel Construction |  | m | 100% |  |  | 0 |  | 0 | 0 |  |  |  | GARAGE | GARAGE HEAVY STEEL COMPONENTS
|  | Steel beam / W200x27 (W8x18) / American Institute of Steel Construction |  | m | 100% |  |  | 0 |  | 0 | 0 |  |  |  | GARAGE | GARAGE HEAVY STEEL COMPONENTS
|  | Steel beam / W200x31 (W8x21) / American Institute of Steel Construction |  | m | 100% |  |  | 0 |  | 0 | 0 |  |  |  | GARAGE | GARAGE HEAVY STEEL COMPONENTS
|  | Steel beam / W250x25 (W10x17) / American Institute of Steel Construction |  | m | 100% |  |  | 0 |  | 0 | 0 |  |  |  | GARAGE | GARAGE HEAVY STEEL COMPONENTS
|  | Steel beam / W250x33 (W10x22) / American Institute of Steel Construction |  | m | 100% |  |  | 0 |  | 0 | 0 |  |  |  | GARAGE | GARAGE HEAVY STEEL COMPONENTS
|  | Steel beam / W250x39 (W10x26) / American Institute of Steel Construction |  | m | 100% |  |  | 0 |  | 0 | 0 |  |  |  | GARAGE | GARAGE HEAVY STEEL COMPONENTS
|  | Steel beam / W310x33 (W12x22) / American Institute of Steel Construction |  | m | 100% |  |  | 0 |  | 0 | 0 |  |  |  | GARAGE | GARAGE HEAVY STEEL COMPONENTS
|  | Steel beam / W310x39 (W12x26) / American Institute of Steel Construction |  | m | 100% |  |  | 0 |  | 0 | 0 |  |  |  | GARAGE | GARAGE HEAVY STEEL COMPONENTS
GARAGE EXTERIOR WALLS
WOOD FRAME CONSTRUCTION |  |  | FRAMING SPACING: |  | in
2x4 WOOD FRAME CONSTRUCTION
|  | Wood - SPF / Canadian Wood Council / British Columbia / | 0 | m2 | 100% |  |  | 0 |  | 0 | 0 |  |  |  | GARAGE | GARAGE WOOD FRAME WALLS | (2x4)
|  | Wood - SPF / Canadian Wood Council / Alberta / | 0 | m2 | 100% |  |  | 0 |  | 0 | 0 |  |  |  | GARAGE | GARAGE WOOD FRAME WALLS | (2x4)
|  | Wood - SPF / Canadian Wood Council / Ontario / | 0 | m2 | 100% |  |  | 0 |  | 0 | 0 |  |  |  | GARAGE | GARAGE WOOD FRAME WALLS | (2x4)
|  | Wood - SPF / Canadian Wood Council / Quebec / | 0 | m2 | 100% |  |  | 0 |  | 0 | 0 |  |  |  | GARAGE | GARAGE WOOD FRAME WALLS | (2x4)
|  | Wood - SPF / Canadian Wood Council / New Brunswick / | 0 | m2 | 100% |  |  | 0 |  | 0 | 0 |  |  |  | GARAGE | GARAGE WOOD FRAME WALLS | (2x4)
|  | Wood - SPF / Canadian Wood Council / Atlantic Canada / | 0 | m2 | 100% |  |  | 0 |  | 0 | 0 |  |  |  | GARAGE | GARAGE WOOD FRAME WALLS | (2x4)
2x6 WOOD FRAME CONSTRUCTION
|  | Wood - SPF / Canadian Wood Council / British Columbia / | 0 | m2 | 100% |  |  | 0 |  | 0 | 0 |  |  |  | GARAGE | GARAGE WOOD FRAME WALLS | (2x6)
|  | Wood - SPF / Canadian Wood Council / Alberta / | 0 | m2 | 100% |  |  | 0 |  | 0 | 0 |  |  |  | GARAGE | GARAGE WOOD FRAME WALLS | (2x6)
|  | Wood - SPF / Canadian Wood Council / Ontario / | 0 | m2 | 100% |  |  | 0 |  | 0 | 0 |  |  |  | GARAGE | GARAGE WOOD FRAME WALLS | (2x6)
|  | Wood - SPF / Canadian Wood Council / Quebec / | 0 | m2 | 100% |  |  | 0 |  | 0 | 0 |  |  |  | GARAGE | GARAGE WOOD FRAME WALLS | (2x6)
|  | Wood - SPF / Canadian Wood Council / New Brunswick / | 0 | m2 | 100% |  |  | 0 |  | 0 | 0 |  |  |  | GARAGE | GARAGE WOOD FRAME WALLS | (2x6)
|  | Wood - SPF / Canadian Wood Council / Atlantic Canada / | 0 | m2 | 100% |  |  | 0 |  | 0 | 0 |  |  |  | GARAGE | GARAGE WOOD FRAME WALLS | (2x6)
2x8 WOOD FRAME CONSTRUCTION
|  | Wood - SPF / Canadian Wood Council / British Columbia / | 0 | m2 | 100% |  |  | 0 |  | 0 | 0 |  |  |  | GARAGE | GARAGE WOOD FRAME WALLS | (2x8)
|  | Wood - SPF / Canadian Wood Council / Alberta / | 0 | m2 | 100% |  |  | 0 |  | 0 | 0 |  |  |  | GARAGE | GARAGE WOOD FRAME WALLS | (2x8)
|  | Wood - SPF / Canadian Wood Council / Ontario / | 0 | m2 | 100% |  |  | 0 |  | 0 | 0 |  |  |  | GARAGE | GARAGE WOOD FRAME WALLS | (2x8)
|  | Wood - SPF / Canadian Wood Council / Quebec / | 0 | m2 | 100% |  |  | 0 |  | 0 | 0 |  |  |  | GARAGE | GARAGE WOOD FRAME WALLS | (2x8)
|  | Wood - SPF / Canadian Wood Council / New Brunswick / | 0 | m2 | 100% |  |  | 0 |  | 0 | 0 |  |  |  | GARAGE | GARAGE WOOD FRAME WALLS | (2x8)
|  | Wood - SPF / Canadian Wood Council / Atlantic Canada / | 0 | m2 | 100% |  |  | 0 |  | 0 | 0 |  |  |  | GARAGE | GARAGE WOOD FRAME WALLS | (2x8)
Double 2x4 WOOD FRAME CONSTRUCTION
|  | Wood - SPF / Canadian Wood Council / British Columbia / | 0 | m2 | 100% |  |  | 0 |  | 0 | 0 |  |  |  | GARAGE | GARAGE WOOD FRAME WALLS | (Double 2x4)
|  | Wood - SPF / Canadian Wood Council / Alberta / | 0 | m2 | 100% |  |  | 0 |  | 0 | 0 |  |  |  | GARAGE | GARAGE WOOD FRAME WALLS | (Double 2x4)
|  | Wood - SPF / Canadian Wood Council / Ontario / | 0 | m2 | 100% |  |  | 0 |  | 0 | 0 |  |  |  | GARAGE | GARAGE WOOD FRAME WALLS | (Double 2x4)
|  | Wood - SPF / Canadian Wood Council / Quebec / | 0 | m2 | 100% |  |  | 0 |  | 0 | 0 |  |  |  | GARAGE | GARAGE WOOD FRAME WALLS | (Double 2x4)
|  | Wood - SPF / Canadian Wood Council / New Brunswick / | 0 | m2 | 100% |  |  | 0 |  | 0 | 0 |  |  |  | GARAGE | GARAGE WOOD FRAME WALLS | (Double 2x4)
|  | Wood - SPF / Canadian Wood Council / Atlantic Canada / | 0 | m2 | 100% |  |  | 0 |  | 0 | 0 |  |  |  | GARAGE | GARAGE WOOD FRAME WALLS | (Double 2x4)
STEEL FRAME CONSTRUCTION |  |  | FRAMING SPACING: |  | in
STEEL FRAMING, 2x6
Use % function to adjust for other gauges of steel studs. |  | Steel Framing - Load bearing - AVERAGE | 0 | m2 | 100% |  |  | 0 |  | 0 | 0 |  |  |  | GARAGE | GARAGE STEEL FRAME WALLS
|  | Steel studs - Load bearing / MarinoWARE / Structural stud and track / 600-S-137-54, 16 gauge, "2x6" | 0 | m2 | 100% |  |  | 0 |  | 0 | 0 |  |  |  | GARAGE | GARAGE STEEL FRAME WALLS
|  | Steel studs - Load bearing / Scafco / / 600-S-137-54, 16 gauge | 0 | m2 | 100% |  |  | 0 |  | 0 | 0 |  | Expired 2024 |  | GARAGE | GARAGE STEEL FRAME WALLS
|  | Steel studs - Load bearing / ClarkDietrich / / 600-S-137-54, 16 gauge | 0 | m2 | 100% |  |  | 0 |  | 0 | 0 |  |  |  | GARAGE | GARAGE STEEL FRAME WALLS
STEEL FRAMING, 2x4
|  | Steel Framing - Interior Walls - AVERAGE | 0 | m2 | 100% |  |  | 0 |  | 0 | 0 |  |  |  | GARAGE | GARAGE STEEL FRAME WALLS
Use % function to adjust for different gauges of steel studs. |  | Steel studs - Non-loadbearing / MarinoWARE / Viper Stud Viper 20 / 362-S-125-18, 20EQ gauge, "2x4" | 0 | m2 | 100% |  |  | 0 |  | 0 | 0 |  |  |  | GARAGE | GARAGE STEEL FRAME WALLS
|  | Steel studs - Non-loadbearing / ClarkDietrich / / 362-S-125-18, 20EQ gauge, "2x4" | 0 | m2 | 100% |  |  | 0 |  | 0 | 0 |  |  |  | GARAGE | GARAGE STEEL FRAME WALLS
STRUCTURAL SHEATHING
ORIENTED STRAND BOARD
|  | OSB sheathing / Canadian Wood Council -Eastern / / 1/2" | 0 | m2 | 100% |  |  | 0 |  | 0 | 0 |  |  |  | GARAGE | GARAGE WALL SHEATHING
|  | OSB sheathing / Canadian Wood Council -Western / / 1/2" | 0 | m2 | 100% |  |  | 0 |  | 0 | 0 |  |  |  | GARAGE | GARAGE WALL SHEATHING
|  | OSB sheathing / Canadian Wood Council -Eastern / / 5/8" | 0 | m2 | 100% |  |  | 0 |  | 0 | 0 |  |  |  | GARAGE | GARAGE WALL SHEATHING
|  | OSB sheathing / Canadian Wood Council -Western / / 5/8" | 0 | m2 | 100% |  |  | 0 |  | 0 | 0 |  |  |  | GARAGE | GARAGE WALL SHEATHING
|  | OSB sheathing & barrier / Huber / ZIP System - Wall and Roof Sheathing / 7/16" | 0 | m2 | 100% |  |  | 0 |  | 0 | 0 |  | Expired 2025 |  | GARAGE | GARAGE WALL SHEATHING
|  | OSB sheathing / Huber / AdvanTech / 1/2" Sheathing | 0 | m2 | 100% |  |  | 0 |  | 0 | 0 |  | Expired 2025 |  | GARAGE | GARAGE WALL SHEATHING
|  | OSB sheathing / LP / FlameBlock® Fire-Rated / 7/16", coated 1 side | 0 | m2 | 100% |  |  | 0 |  | 0 | 0 |  |  |  | GARAGE | GARAGE WALL SHEATHING
|  | OSB sheathing / LP / LP® TopNotch® 350 / 7/16" | 0 | m2 | 100% |  |  | 0 |  | 0 | 0 |  |  |  | GARAGE | GARAGE WALL SHEATHING
OSB SHEATHING & BARRIER SYSTEM
|  | OSB sheathing & barrier / Huber / ZIP System - Wall and Roof Sheathing / 1/2" | 0 | m2 | 100% |  |  | 0 |  | 0 | 0 |  |  |  | GARAGE | GARAGE WALL SHEATHING
|  | OSB sheathing & barrier / Huber / ZIP System - Wall and Roof Sheathing / 5/8" | 0 | m2 | 100% |  |  | 0 |  | 0 | 0 |  |  |  | GARAGE | GARAGE WALL SHEATHING
|  | OSB sheathing & barrier / LP / WeatherLogic® Air & Water Barrier / 1/2" | 0 | m2 | 100% |  |  | 0 |  | 0 | 0 |  |  |  | GARAGE | GARAGE WALL SHEATHING
|  | OSB sheathing & barrier / LP / WeatherLogic® Air & Water Barrier / 7/16" | 0 | m2 | 100% |  |  | 0 |  | 0 | 0 |  |  |  | GARAGE | GARAGE WALL SHEATHING
PLYWOOD
|  | Plywood / Canadian Wood Council / / 1/2" | 0 | m2 | 100% |  |  | 0 |  | 0 | 0 |  |  |  | GARAGE | GARAGE WALL SHEATHING
|  | Plywood / Canadian Wood Council / / 5/8" | 0 | m2 | 100% |  |  | 0 |  | 0 | 0 |  |  |  | GARAGE | GARAGE WALL SHEATHING
|  | Plywood / Canadian Wood Council / / 3/4" | 0 | m2 | 100% |  |  | 0 |  | 0 | 0 |  |  |  | GARAGE | GARAGE WALL SHEATHING
|  | Plywood / British Columbia Average / Includes : West Fraser Mills, Thompson River Veneer Products / 1/2" | 0 | m2 | 100% |  |  | 0 |  | 0 | 0 |  |  |  | GARAGE | GARAGE WALL SHEATHING
|  | Plywood / British Columbia Average / Includes : West Fraser Mills, Thompson River Veneer Products / 3/4" | 0 | m2 | 100% |  |  | 0 |  | 0 | 0 |  |  |  | GARAGE | GARAGE WALL SHEATHING
|  | Plywood / British Columbia Average / Includes : West Fraser Mills, Thompson River Veneer Products / 5/8" | 0 | m2 | 100% |  |  | 0 |  | 0 | 0 |  |  |  | GARAGE | GARAGE WALL SHEATHING
|  | Plywood / Roseburg / Hardwood plywood. Includes: walnut, alder, cherry, mahogany, oak, birch, maple faces / 3/4" | 0 | m2 | 100% |  |  | 0 |  | 0 | 0 |  |  |  | GARAGE | GARAGE WALL SHEATHING
|  | Plywood / Roseburg / softwood plywood / 1/2" | 0 | m2 | 100% |  |  | 0 |  | 0 | 0 |  |  |  | GARAGE | GARAGE WALL SHEATHING
|  | Plywood / Roseburg / softwood plywood / 3/4" | 0 | m2 | 100% |  |  | 0 |  | 0 | 0 |  |  |  | GARAGE | GARAGE WALL SHEATHING
| GYPSUM STRUCTURAL SHEATHING | [14 empty] | GARAGE WALL SHEATHING
|  | Gypsum panels - glass mat / USG / Securock ExoAir 430 / 1/2" | 0 | m2 | 100% |  |  | 0 |  | 0 | 0 |  | Expired 2024 |  | GARAGE | GARAGE WALL SHEATHING
|  | Gypsum panels - glass mat / CertainTeed / GlasRoc Sheathing gypsum board / 5/8" | 0 | m2 | 100% |  |  | 0 |  | 0 | 0 |  |  |  | GARAGE | GARAGE WALL SHEATHING
|  | Gypsum panels - glass mat / Georgia-Pacific / DensGlass Sheathing / 1/2" | 0 | m2 | 100% |  |  | 0 |  | 0 | 0 |  |  |  | GARAGE | GARAGE WALL SHEATHING
|  | Gypsum panels - glass mat / Georgia-Pacific / DensGlass Sheathing / 5/8" | 0 | m2 | 100% |  |  | 0 |  | 0 | 0 |  |  |  | GARAGE | GARAGE WALL SHEATHING
|  | Gypsum panels - glass mat / Gypsum Association / North American Industry Average / 1/2" | 0 | m2 | 100% |  |  | 0 |  | 0 | 0 |  |  |  | GARAGE | GARAGE WALL SHEATHING
|  | Gypsum panels - glass mat / Gypsum Association / North American Industry Average / 5/8" Type X | 0 | m2 | 100% |  |  | 0 |  | 0 | 0 |  |  |  | GARAGE | GARAGE WALL SHEATHING
CMU EXTERIOR WALLS
CMU 8"
|  | Concrete Masonry Units - AVERAGE | 0 | m2 | 100% |  |  | 0 |  | 0 | 0 |  |  |  | GARAGE | GARAGE CMU EXTERIOR WALLS
Use % function to adjust for other thicknesses of CMU. |  | CMU - Light weight / Brampton Brick (Boehmers) / 8" CarboClave Block / 8 x 8 x 16 | 0 | m2 | 100% |  |  | 0 |  | 0 | 0 |  |  |  | GARAGE | GARAGE CMU EXTERIOR WALLS
|  | CMU - Light weight / Canadian Concrete Masonry Producers Assn, East Region / 8" Light weight blocks / 15 MPa, 390 x 190 x 190 mm | 0 | m2 | 100% |  |  | 0 |  | 0 | 0 |  |  |  | GARAGE | GARAGE CMU EXTERIOR WALLS
|  | CMU - Light weight / Canadian Concrete Masonry Producers Assn, West Region / 8" Light weight blocks / 15 MPa, 390 x 190 x 190 mm | 0 | m2 | 100% |  |  | 0 |  | 0 | 0 |  |  |  | GARAGE | GARAGE CMU EXTERIOR WALLS
|  | CMU - Normal weight / Brampton Brick (Boehmers) / 8" CarboClave Block / 8 x 8 x 16 | 0 | m2 | 100% |  |  | 0 |  | 0 | 0 |  |  |  | GARAGE | GARAGE CMU EXTERIOR WALLS
|  | CMU - Normal weight / Canadian Concrete Masonry Producers Assn, East Region / 8" Normal weight blocks / 15 MPa, 390 x 190 x 190 mm | 0 | m2 | 100% |  |  | 0 |  | 0 | 0 |  |  |  | GARAGE | GARAGE CMU EXTERIOR WALLS
|  | CMU - Normal weight / Canadian Concrete Masonry Producers Assn, West Region / 8" Normal weight blocks / 15 MPa, 390 x 190 x 190 mm | 0 | m2 | 100% |  |  | 0 |  | 0 | 0 |  |  |  | GARAGE | GARAGE CMU EXTERIOR WALLS
EXTERIOR GARAGE WALL CAVITY INSULATION |  |  | R-VALUE: |  |  | (Excludes attachment wall area, specified separately in section below)
| FIBERGLASS BATT |  | R-VALUE:
|  | Fiberglass batt - AVERAGE | 0 | m2 | 100% |  |  | 0 |  | 0 | 0 |  |  |  | GARAGE | EXTERIOR GARAGE WALL INSULATION
|  | Fiberglass batt / Johns Manville / Unfaced, ComfortTherm, Cavity-SHIELD, FSK-25 / R 3.4/inch | 0 | m2 | 100% |  |  | 0 |  | 0 | 0 |  |  |  | GARAGE | EXTERIOR GARAGE WALL INSULATION
|  | Fiberglass batt / NAIMA / / R 4.4/inch | 0 | m2 | 100% |  |  | 0 |  | 0 | 0 |  |  |  | GARAGE | EXTERIOR GARAGE WALL INSULATION
|  | Fiberglass batt & roll / Owens Corning / Unfaced, PINK Next Gen Fiberglas / R 3.6/inch avg. | 0 | m2 | 100% |  |  | 0 |  | 0 | 0 |  |  |  | GARAGE | EXTERIOR GARAGE WALL INSULATION
| FIBERGLASS BLOWN-IN |  | R-VALUE: | [11 empty] | GARAGE | EXTERIOR GARAGE WALL INSULATION
|  | Fiberglass loose fill - AVERAGE | 0 | m2 | 100% |  |  | 0 |  | 0 | 0 |  |  |  | GARAGE | EXTERIOR GARAGE WALL INSULATION
|  | Fiberglass loose fill / CertainTeed / InsulSafe, Optima, TruComfort / R 2.6/inch | 0 | m2 | 100% |  |  | 0 |  | 0 | 0 |  | Expired 2024 |  | GARAGE | EXTERIOR GARAGE WALL INSULATION
|  | Fiberglass loose fill / Johns Manville / Climate Pro, Attic Protector, JM Spider PLUS (Canada) / R 2.8/inch, Formaldehyde-free | 0 | m2 | 100% |  |  | 0 |  | 0 | 0 |  |  |  | GARAGE | EXTERIOR GARAGE WALL INSULATION |  | Note: The height of this row is increased because at some zoom levels, the lines in column C of this row may break to additional lines
|  | Fiberglass loose fill / NAIMA / Includes : CertainTeed, Inc. Saint-Gobin, Johns Manville, Knauf Insulation North America, Owens Corning / R 2.2/inch | 0 | m2 | 100% |  |  | 0 |  | 0 | 0 |  |  |  | GARAGE | EXTERIOR GARAGE WALL INSULATION |  | Note: The height of this row is increased because at some zoom levels, the lines in column C of this row may break to additional lines
|  | Fiberglass loose fill / Owens Corning / AttiCat, ProCat, ProPink / R 3.28/inch | 0 | m2 | 100% |  |  | 0 |  | 0 | 0 |  |  |  | GARAGE | EXTERIOR GARAGE WALL INSULATION
| MINERAL WOOL BATT |  | R-VALUE: | [11 empty] | GARAGE | EXTERIOR GARAGE WALL INSULATION
|  | Mineral wool batt / Owens Corning / UltraBatt - Fire and Sound guard Plus R-15, R-30 / R 4.2-inch | 0 | m2 | 100% |  |  | 0 |  | 0 | 0 |  |  |  | GARAGE | EXTERIOR GARAGE WALL INSULATION
|  | Mineral wool batt / Owens Corning / UltraBatt - Fire and Sound guard Plus R-23 / R 4.2-inch | 0 | m2 | 100% |  |  | 0 |  | 0 | 0 |  |  |  | GARAGE | EXTERIOR GARAGE WALL INSULATION
|  | Mineral wool batt / Owens Corning / UltraBatt - Fire and Sound guard Plus R-24 / R 4.0-inch | 0 | m2 | 100% |  |  | 0 |  | 0 | 0 |  |  |  | GARAGE | EXTERIOR GARAGE WALL INSULATION
|  | Mineral wool batt / Rockwool / ComfortBatt R-23 / R 4.2-inch | 0 | m2 | 100% |  |  | 0 |  | 0 | 0 |  |  |  | GARAGE | EXTERIOR GARAGE WALL INSULATION
|  | Mineral wool batt / Rockwool / ComfortBatt R-24 (Steel Studs) / R 4.0-inch | 0 | m2 | 100% |  |  | 0 |  | 0 | 0 |  |  |  | GARAGE | EXTERIOR GARAGE WALL INSULATION
|  | Mineral wool batt / Rockwool / ComfortBatt R-24 (Wood Studs) / R 4.4-inch | 0 | m2 | 100% |  |  | 0 |  | 0 | 0 |  |  |  | GARAGE | EXTERIOR GARAGE WALL INSULATION
| MINERAL WOOL LOOSE FILL |  | R-VALUE: | [11 empty] | GARAGE | EXTERIOR GARAGE WALL INSULATION
|  | Mineral wool loose fill / NAIMA / USG, American Rockwool / R 3/inch | 0 | m2 | 100% |  |  | 0 |  | 0 | 0 |  |  |  | GARAGE | EXTERIOR GARAGE WALL INSULATION
| CELLULOSE INSULATION |  | R-VALUE: | [11 empty] | GARAGE | EXTERIOR GARAGE WALL INSULATION
|  | Cellulose - AVERAGE | 0 | m2 | 100% |  |  | 0 |  | 0 | 0 |  |  |  | GARAGE | EXTERIOR GARAGE WALL INSULATION
|  | Cellulose - dense pack / / R 3.7/inch / Includes AFT, Applegate, Can-Cell, Cell-Pak, Cleanfiber, Climatizer, Fiberlite, Igloo, ICC, Mason City, Nu-Wool, Soprema, Thermo-Kool | 0 | m2 | 100% |  |  | 0 |  | 0 | 0 |  | Expired 2024 |  | GARAGE | EXTERIOR GARAGE WALL INSULATION
|  | Cellulose - batt / CMS / R 3.6/inch / EcoCell | 0 | m2 | 100% |  |  | 0 |  | 0 | 0 |  | Expired 2024 |  | GARAGE | EXTERIOR GARAGE WALL INSULATION
|  | Cellulose - spray applied / R 3.75/inch / International Cellulose Corp. / K-13, ThermoCon | 0 | m2 | 100% |  |  | 0 |  | 0 | 0 |  | Expired 2025 |  | GARAGE | EXTERIOR GARAGE WALL INSULATION
| WOOD FIBER BATT |  | R-VALUE: | [11 empty] | GARAGE | EXTERIOR GARAGE WALL INSULATION
|  | Wood fiber batt - AVERAGE | 0 | m2 | 100% |  |  | 0 |  | 0 | 0 |  |  |  | GARAGE | EXTERIOR GARAGE WALL INSULATION
|  | Wood fiber - loose fill / GUTEX / ThermoFiber / R 3.6/inch | 0 | m2 | 100% |  |  | 0 |  | 0 | 0 |  | Expired 2024 |  | GARAGE | EXTERIOR GARAGE WALL INSULATION
|  | Wood fiber batt / Steico / SteicoFlex / R 3.8/inch | 0 | m2 | 100% |  |  | 0 |  | 0 | 0 |  |  |  | GARAGE | EXTERIOR GARAGE WALL INSULATION
| OTHER NATURAL FIBER INSULATION |  | R-VALUE: | [11 empty] | GARAGE | EXTERIOR GARAGE WALL INSULATION
|  | Wool batt / Havelock Wool / / R 3.6/inch | 0 | m2 | 100% |  |  | 0 |  | 0 | 0 |  | Expired 2025 |  | GARAGE | EXTERIOR GARAGE WALL INSULATION
|  | Wool loose fill / Havelock Wool / / R 4.4/inch | 0 | m2 | 100% |  |  | 0 |  | 0 | 0 |  |  |  | GARAGE | EXTERIOR GARAGE WALL INSULATION
|  | Straw Bale / SNaB (UK) / Wheat & barley straw / R 2.8/inch | 0 | m2 | 100% |  |  | 0 |  | 0 | 0 |  |  |  | GARAGE | EXTERIOR GARAGE WALL INSULATION
|  | Hemp fiber batt / NaturFibre / Hemp Wool / R 3.7/inch | 0 | m2 | 100% |  |  | 0 |  | 0 | 0 |  |  |  | GARAGE | EXTERIOR GARAGE WALL INSULATION
| SPRAY FOAM, CLOSED CELL |  | R-VALUE: | [11 empty] | GARAGE | EXTERIOR GARAGE WALL INSULATION
|  | Spray polyurethane foam - Closed Cell - HFO gas filled / SPFA / / R 6.6/inch | 0 | m2 | 100% |  |  | 0 |  | 0 | 0 |  |  |  | GARAGE | EXTERIOR GARAGE WALL INSULATION
|  | Spray polyurethane foam - Closed Cell (HFO) / Huntsman Building Solutions / Heatlok HFO & Heatlok Soya HFO / | 0 | m2 | 100% |  |  | 0 |  | 0 | 0 |  | A1-B1 |  | GARAGE | EXTERIOR GARAGE WALL INSULATION
| SPRAY FOAM, OPEN CELL |  | R-VALUE: | [11 empty] | GARAGE | EXTERIOR GARAGE WALL INSULATION
|  | Spray polyurethane foam - Open Cell - HFO gas / SPFA / / R 4.1/inch | 0 | m2 | 100% |  |  | 0 |  | 0 | 0 |  |  |  | GARAGE | EXTERIOR GARAGE WALL INSULATION
| HEMPCRETE |  | R-VALUE: | [11 empty] | GARAGE | EXTERIOR GARAGE WALL INSULATION
|  | Hempcrete - AVERAGE | 0 | m2 | 100% |  |  | 0 |  | 0 | 0 |  |  |  | GARAGE | EXTERIOR GARAGE WALL INSULATION
|  | Hempcrete / Cast in-situ / Site mixed / USA / R 2.1/inch, Avg. mix using NHL & PHL | 0 | m2 | 100% |  |  | 0 |  | 0 | 0 |  | Peer-reviewed LCA, 2020 |  | GARAGE | EXTERIOR GARAGE WALL INSULATION
|  | Hempcrete / Cast in-situ / Site mixed / Europe / R 2.1/inch, Avg. of 9 mixes | 0 | m2 | 100% |  |  | 0 |  | 0 | 0 |  | Peer-reviewed LCA, 2017 |  | GARAGE | EXTERIOR GARAGE WALL INSULATION
|  | Hempcrete / Cast in-situ / IsoHemp / Europe / R 2.1/inch | 0 | m2 | 100% |  |  | 0 |  | 0 | 0 |  |  |  | GARAGE | EXTERIOR GARAGE WALL INSULATION
|  | Hempcrete / Cast in-situ / Senini / Bio Beton Jet / 230 kg/m3 / R 2.7/inch | 0 | m2 | 100% |  |  | 0 |  | 0 | 0 |  |  |  | GARAGE | EXTERIOR GARAGE WALL INSULATION
|  | Hempcrete block / Isohemp / Hemp Block PAL36EX including mortar / 600 x 300 x 360 mm / R 2/inch | 0 | m2 | 100% |  |  | 0 |  | 0 | 0 |  |  |  | GARAGE | EXTERIOR GARAGE WALL INSULATION
|  | Hempcrete block / Senini / Blocco Ambiente / 200 x 500 x 300 mm / 330 kg/m3 / R 2.1/inch | 0 | m2 | 100% |  |  | 0 |  | 0 | 0 |  |  |  | GARAGE | EXTERIOR GARAGE WALL INSULATION
|  | Hempcrete dry fill / Senini / Bio Beton Pronto / 190 kg/m3 / R 2.7/inch | 0 | m2 | 100% |  |  | 0 |  | 0 | 0 |  |  |  | GARAGE | EXTERIOR GARAGE WALL INSULATION
EXTERIOR GARAGE WALL RIGID INSULATION |  |  | R-VALUE: |  |  | (Excludes attachment wall area)
| EPS FOAM BOARD |  | R-VALUE:
|  | EPS foam board - AVERAGE | 0 | m2 | 100% |  |  | 0 |  | 0 | 0 |  |  |  | GARAGE | EXTERIOR GARAGE WALL INSULATION
|  | EPS foam board / EPS Industry Alliance / / R 3.6/inch, Type I, 10 psi (70 kPa) | 0 | m2 | 100% |  |  | 0 |  | 0 | 0 |  |  |  | GARAGE | EXTERIOR GARAGE WALL INSULATION
|  | EPS foam board / EPS Industry Alliance / / R 4.0/inch, Type II, 15 psi (100 kPa) | 0 | m2 | 100% |  |  | 0 |  | 0 | 0 |  |  |  | GARAGE | EXTERIOR GARAGE WALL INSULATION
|  | EPS foam board / EPS Industry Alliance / / R 4.2/inch, Type IX, 25 psi (170 kPa) | 0 | m2 | 100% |  |  | 0 |  | 0 | 0 |  |  |  | GARAGE | EXTERIOR GARAGE WALL INSULATION
|  | EPS foam board / EPS Industry Alliance / / R 4.3/inch, Type XV, 60 psi (400 kPa) | 0 | m2 | 100% |  |  | 0 |  | 0 | 0 |  |  |  | GARAGE | EXTERIOR GARAGE WALL INSULATION
|  | EPS foam board with graphite / BASF / Neopor F 5200 & F 5300 Plus BMB / R 4.7/inch, Type II, 15 psi (Type 2, 110 kPa) | 0 | m2 | 100% |  |  | 0 |  | 0 | 0 |  |  |  | GARAGE | EXTERIOR GARAGE WALL INSULATION
|  | EPS foam board with graphite / BASF / Neopor F 5200 & F 5300 Plus BMB / R 4.7/inch, Type IX, 25 psi (Type 9, 175 kPa) | 0 | m2 | 100% |  |  | 0 |  | 0 | 0 |  |  |  | GARAGE | EXTERIOR GARAGE WALL INSULATION
|  | EPS foam board with graphite / BASF / Neopor F 5200 Plus / R 4.7-inch, Type IX, 25 psi | 0 | m2 | 100% |  |  | 0 |  | 0 | 0 |  |  |  | GARAGE | EXTERIOR GARAGE WALL INSULATION
|  | EPS foam board with graphite / BASF / Neopor F 5200 Plus / R 4.7/inch, Type II, 15 psi (Type 2, 110 kPa) | 0 | m2 | 100% |  |  | 0 |  | 0 | 0 |  |  |  | GARAGE | EXTERIOR GARAGE WALL INSULATION
| WOOD FIBER BOARD |  | R-VALUE: | [11 empty] | GARAGE | EXTERIOR GARAGE WALL INSULATION
|  | Wood fiber board - AVERAGE | 0 | m2 | 100% |  |  | 0 |  | 0 | 0 |  |  |  | GARAGE | EXTERIOR GARAGE WALL INSULATION
|  | Wood fiber board / GUTEX / Multi-Therm / R 3.6/inch, 40-200 mm | 0 | m2 | 100% |  |  | 0 |  | 0 | 0 |  | Expired 2025 |  | GARAGE | EXTERIOR GARAGE WALL INSULATION
|  | Wood fiber board / North American Fiberboard Association / Includes: MSL, Blue Ridge Fiberboard Inc. / R 2.7/inch | 0 | m2 | 100% |  |  | 0 |  | 0 | 0 |  |  |  | GARAGE | EXTERIOR GARAGE WALL INSULATION
|  | Wood fiber board / Pavatex / Isolair, Isoroof, Isolair Multi / R 3.3-inch / 200 kg/m3, 30-80 mm | 0 | m2 | 100% |  |  | 0 |  | 0 | 0 |  |  |  | GARAGE | EXTERIOR GARAGE WALL INSULATION
|  | Wood fiber board / Pavatex / Pavatherm / R 3.3-inch / 110 kg/m3 | 0 | m2 | 100% |  |  | 0 |  | 0 | 0 |  |  |  | GARAGE | EXTERIOR GARAGE WALL INSULATION |  | Note: The height of this row is increased because at some zoom levels, the lines in column C of this row may break to additional lines
|  | Wood fiber board / Pavatex / Pavawall GF, Pavawall Bloc, Pavawall GF XL / R 3.3-inch / 130 kg/m3 | 0 | m2 | 100% |  |  | 0 |  | 0 | 0 |  |  |  | GARAGE | EXTERIOR GARAGE WALL INSULATION
|  | Wood fiber board / Pavatex / Pavawall Smart, Pavawall Light, Pavawall FW / R 3.3-inch / 115 kg/m3 | 0 | m2 | 100% |  |  | 0 |  | 0 | 0 |  |  |  | GARAGE | EXTERIOR GARAGE WALL INSULATION
|  | Wood fiber board / Steico / STEICOprotect M dry, STEICOroof dry, STEICOspecial dry, STEICOtop / R 3.6-inch, 140 kg/m3 | 0 | m2 | 100% |  |  | 0 |  | 0 | 0 |  |  |  | GARAGE | EXTERIOR GARAGE WALL INSULATION
|  | Wood fiber board / Steico / STEICOprotect S dry, STEICOsafe 40, STEICOuniversal dry / R 3.6-inch, 210 kg/m3 | 0 | m2 | 100% |  |  | 0 |  | 0 | 0 |  |  |  | GARAGE | EXTERIOR GARAGE WALL INSULATION
|  | Wood fiber board / Steico / STEICOtherm dry, STEICOprotect L dry, STEICOsafe / R 3.6-inch, 110 kg/m3 | 0 | m2 | 100% |  |  | 0 |  | 0 | 0 |  |  |  | GARAGE | EXTERIOR GARAGE WALL INSULATION
| XPS FOAM BOARD |  | R-VALUE: | [11 empty] | GARAGE | EXTERIOR GARAGE WALL INSULATION
|  | XPS foam board - AVERAGE | 0 | m2 | 100% |  |  | 0 |  | 0 | 0 |  |  |  | GARAGE | EXTERIOR GARAGE WALL INSULATION
|  | XPS foam board / Owens Corning / Foamular NGX 250 / R 5/inch | 0 | m2 | 100% |  |  | 0 |  | 0 | 0 |  | A1-B1 |  | GARAGE | EXTERIOR GARAGE WALL INSULATION |  | Note: The height of this row is increased because at some zoom levels, the lines in column C of this row may break to additional lines
|  | XPS foam board / Soprema / SOPRA-XPS / R 5.0/inch | 0 | m2 | 100% |  |  | 0 |  | 0 | 0 |  | A1-B1 |  | GARAGE | EXTERIOR GARAGE WALL INSULATION
|  | XPS foam board / DuPont / Reduced GWP Grey Styrofoam™ (same as ST-100) / R 5.0/inch | 0 | m2 | 100% |  |  | 0 |  | 0 | 0 |  | A1-B1 |  | GARAGE | EXTERIOR GARAGE WALL INSULATION
| POLYISOCYANURATE FOAM BOARD |  | R-VALUE: | [11 empty] | GARAGE | EXTERIOR GARAGE WALL INSULATION
|  | Polyisocyanurate - AVERAGE | 0 | m2 | 100% |  |  | 0 |  | 0 | 0 |  |  |  | GARAGE | EXTERIOR GARAGE WALL INSULATION
|  | Polyiso - wall boards / Hunter / Polysio Wall insulation boards / R 6.5/inch | 0 | m2 | 100% |  |  | 0 |  | 0 | 0 |  |  |  | GARAGE | EXTERIOR GARAGE WALL INSULATION
|  | Polyiso - wall boards / DuPont / Thermax / R 6.5/inch | 0 | m2 | 100% |  |  | 0 |  | 0 | 0 |  |  |  | GARAGE | EXTERIOR GARAGE WALL INSULATION
|  | Polyiso - wall boards / Carlisle / R2+ Silver / R 6.3/inch, 20 psi | 0 | m2 | 100% |  |  | 0 |  | 0 | 0 |  |  |  | GARAGE | EXTERIOR GARAGE WALL INSULATION
| MINERAL WOOL BOARD |  | R-VALUE:
|  | Mineral wool board - AVERAGE | 0 | m2 | 100% |  |  | 0 |  | 0 | 0 |  |  |  | GARAGE | EXTERIOR GARAGE WALL INSULATION
|  | Mineral wool board / Rockwool / Comfortboard 80 / R 4.2-inch | 0 | m2 | 100% |  |  | 0 |  | 0 | 0 |  |  |  | GARAGE | EXTERIOR GARAGE WALL INSULATION
|  | Mineral wool board / Rockwool / Comfortboard 110 / R 4.0-inch | 0 | m2 | 100% |  |  | 0 |  | 0 | 0 |  |  |  | GARAGE | EXTERIOR GARAGE WALL INSULATION
|  | Mineral wool board / Owens Corning / Thermafiber RainBarrier ci 80 / R 4.2-inch | 0 | m2 | 100% |  |  | 0 |  | 0 | 0 |  |  |  | GARAGE | EXTERIOR GARAGE WALL INSULATION
|  | Mineral wool board / Owens Corning / Thermafiber RainBarrier ci HC 110 / R 4.3-inch | 0 | m2 | 100% |  |  | 0 |  | 0 | 0 |  |  |  | GARAGE | EXTERIOR GARAGE WALL INSULATION
| FIBERGLASS BOARD |  | R-VALUE:
|  | Fiberglass board / NAIMA / Includes : Johns Manville, Knauf, Owens Corning, CertainTeed / R-3.2/inch | 0 | m2 | 100% |  |  | 0 |  | 0 | 0 |  |  |  | GARAGE | EXTERIOR GARAGE WALL INSULATION
| CORK BOARD |  | R-VALUE: | [12 empty] | EXTERIOR GARAGE WALL INSULATION
|  | Cork board insulation / Amorim / Expanded Insulation Corkboard (ICB) / R3.6-inch, 115 kg/m3 | 0 | m2 | 100% |  |  | 0 |  | 0 | 0 |  |  |  | GARAGE | EXTERIOR GARAGE WALL INSULATION
GARAGE ATTACHMENT WALL INSULATION
GARAGE ATTACHMENT WALL CAVITY INSULATION |  |  | R-VALUE:
| FIBERGLASS BATT |  | R-VALUE:
|  | Fiberglass batt - AVERAGE | 0 | m2 | 100% |  |  | 0 |  | 0 | 0 |  |  |  | GARAGE | GARAGE ATTACHMENT WALL INSULATION
|  | Fiberglass batt / Johns Manville / Unfaced, ComfortTherm, Cavity-SHIELD, FSK-25 / R 3.4/inch | 0 | m2 | 100% |  |  | 0 |  | 0 | 0 |  |  |  | GARAGE | GARAGE ATTACHMENT WALL INSULATION
|  | Fiberglass batt / NAIMA / / R 4.4/inch | 0 | m2 | 100% |  |  | 0 |  | 0 | 0 |  |  |  | GARAGE | GARAGE ATTACHMENT WALL INSULATION
|  | Fiberglass batt & roll / Owens Corning / Unfaced, PINK Next Gen Fiberglas / R 3.6/inch avg. | 0 | m2 | 100% |  |  | 0 |  | 0 | 0 |  |  |  | GARAGE | GARAGE ATTACHMENT WALL INSULATION
| FIBERGLASS BLOWN-IN |  | R-VALUE: | [11 empty] | GARAGE | GARAGE ATTACHMENT WALL INSULATION
|  | Fiberglass loose fill - AVERAGE | 0 | m2 | 100% |  |  | 0 |  | 0 | 0 |  |  |  | GARAGE | GARAGE ATTACHMENT WALL INSULATION
|  | Fiberglass loose fill / CertainTeed / InsulSafe, Optima, TruComfort / R 2.6/inch | 0 | m2 | 100% |  |  | 0 |  | 0 | 0 |  | Expired 2024 |  | GARAGE | GARAGE ATTACHMENT WALL INSULATION
|  | Fiberglass loose fill / Johns Manville / Climate Pro, Attic Protector, JM Spider PLUS (Canada) / R 2.8/inch, Formaldehyde-free | 0 | m2 | 100% |  |  | 0 |  | 0 | 0 |  |  |  | GARAGE | GARAGE ATTACHMENT WALL INSULATION |  | Note: The height of this row is increased because at some zoom levels, the lines in column C of this row may break to additional lines
| MINERAL WOOL BATT |  | R-VALUE: | [11 empty] | GARAGE | GARAGE ATTACHMENT WALL INSULATION
|  | Mineral wool batt / Owens Corning / UltraBatt - Fire and Sound guard Plus R-15, R-30 / R 4.2-inch | 0 | m2 | 100% |  |  | 0 |  | 0 | 0 |  |  |  | GARAGE | GARAGE ATTACHMENT WALL INSULATION
|  | Mineral wool batt / Owens Corning / UltraBatt - Fire and Sound guard Plus R-23 / R 4.2-inch | 0 | m2 | 100% |  |  | 0 |  | 0 | 0 |  |  |  | GARAGE | GARAGE ATTACHMENT WALL INSULATION
|  | Mineral wool batt / Owens Corning / UltraBatt - Fire and Sound guard Plus R-24 / R 4.0-inch | 0 | m2 | 100% |  |  | 0 |  | 0 | 0 |  |  |  | GARAGE | GARAGE ATTACHMENT WALL INSULATION
|  | Mineral wool batt / Rockwool / ComfortBatt R-23 / R 4.2-inch | 0 | m2 | 100% |  |  | 0 |  | 0 | 0 |  |  |  | GARAGE | GARAGE ATTACHMENT WALL INSULATION
|  | Mineral wool batt / Rockwool / ComfortBatt R-24 (Steel Studs) / R 4.0-inch | 0 | m2 | 100% |  |  | 0 |  | 0 | 0 |  |  |  | GARAGE | GARAGE ATTACHMENT WALL INSULATION
|  | Mineral wool batt / Rockwool / ComfortBatt R-24 (Wood Studs) / R 4.4-inch | 0 | m2 | 100% |  |  | 0 |  | 0 | 0 |  |  |  | GARAGE | GARAGE ATTACHMENT WALL INSULATION
| CELLULOSE INSULATION |  | R-VALUE: | [11 empty] | GARAGE | GARAGE ATTACHMENT WALL INSULATION
|  | Cellulose - AVERAGE | 0 | m2 | 100% |  |  | 0 |  | 0 | 0 |  |  |  | GARAGE | GARAGE ATTACHMENT WALL INSULATION
|  | Cellulose - dense pack / / R 3.7/inch / Includes AFT, Applegate, Can-Cell, Cell-Pak, Cleanfiber, Climatizer, Fiberlite, Igloo, ICC, Mason City, Nu-Wool, Soprema, Thermo-Kool | 0 | m2 | 100% |  |  | 0 |  | 0 | 0 |  | Expired 2024 |  | GARAGE | GARAGE ATTACHMENT WALL INSULATION
|  | Cellulose - batt / CMS / R 3.6/inch / EcoCell | 0 | m2 | 100% |  |  | 0 |  | 0 | 0 |  | Expired 2024 |  | GARAGE | GARAGE ATTACHMENT WALL INSULATION
|  | Cellulose - spray applied / R 3.75/inch / International Cellulose Corp. / K-13, ThermoCon | 0 | m2 | 100% |  |  | 0 |  | 0 | 0 |  | Expired 2025 |  | GARAGE | GARAGE ATTACHMENT WALL INSULATION
| WOOD FIBER BATT |  | R-VALUE: | [11 empty] | GARAGE | GARAGE ATTACHMENT WALL INSULATION
|  | Wood fiber - loose fill / GUTEX / ThermoFiber / R 3.6/inch | 0 | m2 | 100% |  |  | 0 |  | 0 | 0 |  | Expired 2024 |  | GARAGE | GARAGE ATTACHMENT WALL INSULATION
| OTHER NATURAL FIBER INSULATION |  | R-VALUE: | [11 empty] | GARAGE | GARAGE ATTACHMENT WALL INSULATION
|  | Wool batt / Havelock Wool / / R 3.6/inch | 0 | m2 | 100% |  |  | 0 |  | 0 | 0 |  | Expired 2025 |  | GARAGE | GARAGE ATTACHMENT WALL INSULATION
|  | Wool loose fill / Havelock Wool / / R 4.4/inch | 0 | m2 | 100% |  |  | 0 |  | 0 | 0 |  |  |  | GARAGE | GARAGE ATTACHMENT WALL INSULATION
|  | Straw Bale / SNaB (UK) / Wheat & barley straw / R 2.8/inch | 0 | m2 | 100% |  |  | 0 |  | 0 | 0 |  |  |  | GARAGE | GARAGE ATTACHMENT WALL INSULATION
| SPRAY FOAM, CLOSED CELL |  | R-VALUE: | [11 empty] | GARAGE | GARAGE ATTACHMENT WALL INSULATION
|  | Spray polyurethane foam - Closed Cell - HFO gas filled / SPFA / / R 6.6/inch | 0 | m2 | 100% |  |  | 0 |  | 0 | 0 |  |  |  | GARAGE | GARAGE ATTACHMENT WALL INSULATION
|  | Spray polyurethane foam - Closed Cell (HFO) / Huntsman Building Solutions / Heatlok HFO & Heatlok Soya HFO / | 0 | m2 | 100% |  |  | 0 |  | 0 | 0 |  | A1-B1 |  | GARAGE | GARAGE ATTACHMENT WALL INSULATION
| SPRAY FOAM, OPEN CELL |  | R-VALUE: | [11 empty] | GARAGE | GARAGE ATTACHMENT WALL INSULATION
|  | Spray polyurethane foam - Open Cell - HFO gas / SPFA / / R 4.1/inch | 0 | m2 | 100% |  |  | 0 |  | 0 | 0 |  |  |  | GARAGE | GARAGE ATTACHMENT WALL INSULATION
| HEMPCRETE |  | R-VALUE: | [11 empty] | GARAGE | GARAGE ATTACHMENT WALL INSULATION
|  | Hempcrete - AVERAGE | 0 | m2 | 100% |  |  | 0 |  | 0 | 0 |  |  |  | GARAGE | GARAGE ATTACHMENT WALL INSULATION
|  | Hempcrete / Cast in-situ / Site mixed / USA / R 2.1/inch, Avg. mix using NHL & PHL | 0 | m2 | 100% |  |  | 0 |  | 0 | 0 |  | Peer-reviewed LCA, 2020 |  | GARAGE | GARAGE ATTACHMENT WALL INSULATION
|  | Hempcrete / Cast in-situ / Site mixed / Europe / R 2.1/inch, Avg. of 9 mixes | 0 | m2 | 100% |  |  | 0 |  | 0 | 0 |  | Peer-reviewed LCA, 2017 |  | GARAGE | GARAGE ATTACHMENT WALL INSULATION
GARAGE CLADDING
EXTERIOR CLADDING
BRICK
|  | Brick, Clay, Generic Modular / Brick Industry Association / US-Canada Industry Average / 3-5/8" x 2-3/4" x 7-5/8" incl. 3/8" mortar | 0 | m2 | 100% |  |  | 0 |  | 0 | 0 |  | Expired 2025 |  | GARAGE | GARAGE EXTERIOR CLADDING
|  | Brick, Clay / Interstate / Avg Face Brick / 3-5/8" x 2-3/4" x 7-5/8" (92 x 70 x 194 mm) incl. 3/8" mortar | 0 | m2 | 100% |  |  | 0 |  | 0 | 0 |  | Expired 2025 |  | GARAGE | GARAGE EXTERIOR CLADDING
|  | Brick, Clay / Interstate / Avg Thin Face Brick / 3-9/16" x 5/8" x 11-5/8" (90 x 16 mm x 295) incl. 3/8" mortar | 0 | m2 | 100% |  |  | 0 |  | 0 | 0 |  | Expired 2025 |  | GARAGE | GARAGE EXTERIOR CLADDING
|  | Brick, Clay / SHAW / Slender - Thin Face Brick / 2 1/4" x 1/2" x 7-1/2" (57 x 12.7 mm x 190) incl. 3/8" mortar | 0 | m2 | 100% |  |  | 0 |  | 0 | 0 |  |  |  | GARAGE | GARAGE EXTERIOR CLADDING
|  | Brick, Clay / SHAW / Avg Face Brick / 3-5/8" x 2-3/4" x 7-5/8" (92 x 70 x 194 mm) incl. 3/8" mortar | 0 | m2 | 100% |  |  | 0 |  | 0 | 0 |  |  |  | GARAGE | GARAGE EXTERIOR CLADDING
|  | Brick, Clay / Mutual Materials / Avg Face Brick (plant Avg) / 3-5/8" x 2-3/4" x 7-5/8" (92 x 70 x 194 mm) incl. 3/8" mortar | 0 | m2 | 100% |  |  | 0 |  | 0 | 0 |  |  |  | GARAGE | GARAGE EXTERIOR CLADDING
|  | Brick, Clay / Mutual Materials / Avg Thin Face Brick, Columbia Plant / 2-1/2" x 5/8" x 7-1/2" (64 x 16 x 190 mm) incl. 3/8" mortar | 0 | m2 | 100% |  |  | 0 |  | 0 | 0 |  |  |  | GARAGE | GARAGE EXTERIOR CLADDING
| WOOD CLADDING | [13 empty] | GARAGE
| 3/4" | Cedar Siding / Western Red Cedar Lumber Assn / / 1 x 6 Boards | 0 | m2 | 100% |  |  | 0 |  | 0 | 0 |  | Expired 2021 |  | GARAGE | GARAGE EXTERIOR CLADDING |  | Note: The height of this row is increased because at some zoom levels, the lines in column C of this row may break to additional lines
| 3/4" | Wood - SPF / Canadian Wood Council / British Columbia / | 0 | m2 | 100% |  |  | 0 |  | 0 | 0 |  |  |  | GARAGE | GARAGE EXTERIOR CLADDING | 3/4"
| 3/4" | Wood - SPF / Canadian Wood Council / Alberta / | 0 | m2 | 100% |  |  | 0 |  | 0 | 0 |  |  |  | GARAGE | GARAGE EXTERIOR CLADDING | 3/4"
| 3/4" | Wood - SPF / Canadian Wood Council / Ontario / | 0 | m2 | 100% |  |  | 0 |  | 0 | 0 |  |  |  | GARAGE | GARAGE EXTERIOR CLADDING | 3/4"
| 3/4" | Wood - SPF / Canadian Wood Council / Quebec / | 0 | m2 | 100% |  |  | 0 |  | 0 | 0 |  |  |  | GARAGE | GARAGE EXTERIOR CLADDING | 3/4"
| 3/4" | Wood - SPF / Canadian Wood Council / New Brunswick / | 0 | m2 | 100% |  |  | 0 |  | 0 | 0 |  |  |  | GARAGE | GARAGE EXTERIOR CLADDING | 3/4"
| 3/4" | Wood - SPF / Canadian Wood Council / Atlantic Canada / | 0 | m2 | 100% |  |  | 0 |  | 0 | 0 |  |  |  | GARAGE | GARAGE EXTERIOR CLADDING | 3/4"
| FIBER CEMENT | [13 empty] | GARAGE
|  | Fiber Cement siding - AVERAGE | 0 | m2 | 100% |  |  | 0 |  | 0 | 0 |  |  |  | GARAGE | GARAGE EXTERIOR CLADDING
|  | Fiber Cement siding / Equitone / Pictura and Natura Pro / 8 mm (5/16") | 0 | m2 | 100% |  |  | 0 |  | 0 | 0 |  | Expired 2025 |  | GARAGE | GARAGE EXTERIOR CLADDING
|  | Fiber Cement siding / Equitone / Linea¦Lunara sheets / 10 mm | 0 | m2 | 100% |  |  | 0 |  | 0 | 0 |  |  |  | GARAGE | GARAGE EXTERIOR CLADDING
|  | Fiber Cement siding / James Hardie / Hardie Plank HZ10, Hardie Panel HZ10, Hardie Architectural Panel HZ10 / 8 mm | 0 | m2 | 100% |  |  | 0 |  | 0 | 0 |  |  |  | GARAGE | GARAGE EXTERIOR CLADDING
|  | Fiber Cement siding / James Hardie / Hardie Plank HZ5, Hardie Panel HZ5, Hardie Architectural Panel HZ5 / 8 mm | 0 | m2 | 100% |  |  | 0 |  | 0 | 0 |  |  |  | GARAGE | GARAGE EXTERIOR CLADDING
|  | Fiber Cement siding / James Hardie / Hardie Shingle HZ10 / 6.3mm | 0 | m2 | 100% |  |  | 0 |  | 0 | 0 |  |  |  | GARAGE | GARAGE EXTERIOR CLADDING
|  | Fiber Cement siding / James Hardie / Hardie Shingle HZ5 / 6.3mm | 0 | m2 | 100% |  |  | 0 |  | 0 | 0 |  |  |  | GARAGE | GARAGE EXTERIOR CLADDING
| VINYL SIDING | [13 empty] | GARAGE
|  | Vinyl Siding / Vinyl Siding Institute / Double 4.5" products from: American Original, Associated Materials, CertainTeed, Novik, Ply Gem / 0.040" Double 4.5" | 0 | m2 | 100% |  |  | 0 |  | 0 | 0 |  |  |  | GARAGE | GARAGE EXTERIOR CLADDING
| POLYPROPYLENE SIDING | [13 empty] | GARAGE | GARAGE EXTERIOR CLADDING
|  | Polypropylene siding / Vinyl Siding Institute / / 0.085" Single 7" wood Shake appearance | 0 | m2 | 100% |  |  | 0 |  | 0 | 0 |  |  |  | GARAGE | GARAGE EXTERIOR CLADDING
| STEEL PANEL SIDING | [13 empty] | GARAGE | GARAGE EXTERIOR CLADDING
|  | Steel Panel Siding - AVERAGE | 0 | m2 | 100% |  |  | 0 |  | 0 | 0 |  |  |  | GARAGE | GARAGE EXTERIOR CLADDING
|  | Metal Panels - Steel / Metal Construction Assn. / 24 gauge | 0 | m2 | 100% |  |  | 0 |  | 0 | 0 |  | Expired 2025 |  | GARAGE | GARAGE EXTERIOR CLADDING
|  | Metal Panels - Steel / AEP Span / All roofing & wall products / 24 gauge | 0 | m2 | 100% |  |  | 0 |  | 0 | 0 |  |  |  | GARAGE | GARAGE EXTERIOR CLADDING
|  | Metal Panels - Steel / ArcelorMittal / XCarb RRP / 24 gauge | 0 | m2 | 100% |  |  | 0 |  | 0 | 0 |  |  |  | GARAGE | GARAGE EXTERIOR CLADDING
|  | Metal Panels - Steel / Canadian Sheet Steel Building Institute / 24 gauge | 0 | m2 | 100% |  |  | 0 |  | 0 | 0 |  |  |  | GARAGE | GARAGE EXTERIOR CLADDING
|  | Metal Panels - Steel / Metal Building Manufacturers Assn / List of participating members: https://www.mbma.com/System_Members.html / 24 gauge | 0 | m2 | 100% |  |  | 0 |  | 0 | 0 |  |  |  | GARAGE | GARAGE EXTERIOR CLADDING
|  | Metal Panels - Steel / Petersen Aluminum Corp / Pac-Clad, all profiles / 24 gauge | 0 | m2 | 100% |  |  | 0 |  | 0 | 0 |  |  |  | GARAGE | GARAGE EXTERIOR CLADDING
| ALUMINUM PANEL SIDING | [13 empty] | GARAGE | GARAGE EXTERIOR CLADDING
|  | Aluminum Panel Siding - AVERAGE | 0 | m2 | 100% |  |  | 0 |  | 0 | 0 |  |  |  | GARAGE | GARAGE EXTERIOR CLADDING
|  | Metal Panels - Aluminum / Metal Construction Assn. / 22 gauge / Includes: ATAS, DMI, Englert, Fabral,McElroy, Pac-Clad | 0 | m2 | 100% |  |  | 0 |  | 0 | 0 |  |  |  | GARAGE | GARAGE EXTERIOR CLADDING
|  | Metal Panels - Aluminum / Petersen Aluminum Corp / Pac-Clad, all profiles / 20 gauge | 0 | m2 | 100% |  |  | 0 |  | 0 | 0 |  |  |  | GARAGE | GARAGE EXTERIOR CLADDING
| PLASTER FINISHES | [13 empty] | GARAGE | GARAGE EXTERIOR CLADDING
|  | Clay plaster / Site mixed / / 15 mm | 0 | m2 | 100% |  |  | 0 |  | 0 | 0 |  | Peer-reviewed LCA, 2014 |  | GARAGE | GARAGE EXTERIOR CLADDING
|  | Acrylic Stucco Textured Finish / Sto / Stolit 1.0, Stolit 1.5, Stolit Freeform / | 0 | m2 | 100% |  |  | 0 |  | 0 | 0 |  | Expired 2024 |  | GARAGE | GARAGE EXTERIOR CLADDING
|  | Lime/Cork Plaster (Ext. & Int.) / Diasen / Diathonite Evolution, R3.2-inch / 3/4" | 0 | m2 | 100% |  |  | 0 |  | 0 | 0 |  |  |  | GARAGE | GARAGE EXTERIOR CLADDING
|  | Lime/Cork Plaster (Ext. & Int.) / Diasen / Diathonite Thermactive.037, R3.9-inch / 3/4" | 0 | m2 | 100% |  |  | 0 |  | 0 | 0 |  |  |  | GARAGE | GARAGE EXTERIOR CLADDING
ENGINEERED WOOD SIDING
|  | Engineered Wood Siding & Trim / LP / BuilderSeries® Lap Siding / 9/32" (7.3 mm) | 0 | m2 | 100% |  |  | 0 |  | 0 | 0 |  |  |  | GARAGE | GARAGE EXTERIOR CLADDING
|  | Engineered Wood Siding & Trim / LP / SmartSide / 0.354" (9 mm) | 0 | m2 | 100% |  |  | 0 |  | 0 | 0 |  |  |  | GARAGE | GARAGE EXTERIOR CLADDING |  | Note: The height of this row is increased because at some zoom levels, the lines in column C of this row may break to additional lines
|  | Engineered Wood Siding & Trim / LP / SmartSide / 0.418" (10.6 mm) | 0 | m2 | 100% |  |  | 0 |  | 0 | 0 |  |  |  | GARAGE | GARAGE EXTERIOR CLADDING
|  | Engineered Wood Siding & Trim / LP / SmartSide / 0.578" (14.7mm) | 0 | m2 | 100% |  |  | 0 |  | 0 | 0 |  |  |  | GARAGE | GARAGE EXTERIOR CLADDING
|  | Engineered Wood Siding & Trim / LP / SmartSide ExpertFinish / 3/8" (9.5 mm) | 0 | m2 | 100% |  |  | 0 |  | 0 | 0 |  |  |  | GARAGE | GARAGE EXTERIOR CLADDING
STRAPPING for RAIN SCREEN |  |  | STRAPPING SPACING: |  | in | [9 empty] | GARAGE
1x4 STRAPPING for RAIN SCREEN
|  | Wood - SPF / Canadian Wood Council / British Columbia / | 0 | m2 | 100% |  |  | 0 |  | 0 | 0 |  |  |  | GARAGE | GARAGE STRAPPING for RAIN SCREEN | (1x4)
|  | Wood - SPF / Canadian Wood Council / Alberta / | 0 | m2 | 100% |  |  | 0 |  | 0 | 0 |  |  |  | GARAGE | GARAGE STRAPPING for RAIN SCREEN | (1x4)
|  | Wood - SPF / Canadian Wood Council / Ontario / | 0 | m2 | 100% |  |  | 0 |  | 0 | 0 |  |  |  | GARAGE | GARAGE STRAPPING for RAIN SCREEN | (1x4)
|  | Wood - SPF / Canadian Wood Council / Quebec / | 0 | m2 | 100% |  |  | 0 |  | 0 | 0 |  |  |  | GARAGE | GARAGE STRAPPING for RAIN SCREEN | (1x4)
|  | Wood - SPF / Canadian Wood Council / New Brunswick / | 0 | m2 | 100% |  |  | 0 |  | 0 | 0 |  |  |  | GARAGE | GARAGE STRAPPING for RAIN SCREEN | (1x4)
|  | Wood - SPF / Canadian Wood Council / Atlantic Canada / | 0 | m2 | 100% |  |  | 0 |  | 0 | 0 |  |  |  | GARAGE | GARAGE STRAPPING for RAIN SCREEN | (1x4)
2x4 STRAPPING for RAIN SCREEN
|  | Wood - SPF / Canadian Wood Council / British Columbia / | 0 | m2 | 100% |  |  | 0 |  | 0 | 0 |  |  |  | GARAGE | GARAGE STRAPPING for RAIN SCREEN | (2x4)
|  | Wood - SPF / Canadian Wood Council / Alberta / | 0 | m2 | 100% |  |  | 0 |  | 0 | 0 |  |  |  | GARAGE | GARAGE STRAPPING for RAIN SCREEN | (2x4)
|  | Wood - SPF / Canadian Wood Council / Ontario / | 0 | m2 | 100% |  |  | 0 |  | 0 | 0 |  |  |  | GARAGE | GARAGE STRAPPING for RAIN SCREEN | (2x4)
|  | Wood - SPF / Canadian Wood Council / Quebec / | 0 | m2 | 100% |  |  | 0 |  | 0 | 0 |  |  |  | GARAGE | GARAGE STRAPPING for RAIN SCREEN | (2x4)
|  | Wood - SPF / Canadian Wood Council / New Brunswick / | 0 | m2 | 100% |  |  | 0 |  | 0 | 0 |  |  |  | GARAGE | GARAGE STRAPPING for RAIN SCREEN | (2x4)
|  | Wood - SPF / Canadian Wood Council / Atlantic Canada / | 0 | m2 | 100% |  |  | 0 |  | 0 | 0 |  |  |  | GARAGE | GARAGE STRAPPING for RAIN SCREEN | (2x4)
INTERIOR CLADDING of GARAGE WALLS | [14 empty] | GARAGE
| DRYWALL 1/2" | [13 empty] | GARAGE
|  | Drywall 1/2" Typical - Interior Cladding for Exterior Walls - AVERAGE | 0 | m2 | 100% |  |  | 0 |  | 0 | 0 |  |  |  | GARAGE | INTERIOR CLADDING of GARAGE WALLS
|  | Drywall 1/2" / Pabco / QuietRock / QuietRock 1/2" | 0 | m2 | 100% |  |  | 0 |  | 0 | 0 |  | Expired 2025 |  | GARAGE | INTERIOR CLADDING of GARAGE WALLS
|  | Drywall 1/2" / National Gypsum / Gold Bond XP Gypsum Board / 1/2" (12.7 mm) | 0 | m2 | 100% |  |  | 0 |  | 0 | 0 |  |  |  | GARAGE | INTERIOR CLADDING of GARAGE WALLS
| DRYWALL 5/8" | [13 empty] | GARAGE | INTERIOR CLADDING of GARAGE WALLS
|  | Drywall 5/8" Typical - Interior Cladding for Exterior Walls - AVERAGE | 0 | m2 | 100% |  |  | 0 |  | 0 | 0 |  |  |  | GARAGE | INTERIOR CLADDING of GARAGE WALLS
|  | Drywall 5/8" / / Includes American Gypsum, CertainTeed, Continental, Georgia-Pacific, National Gypsum, Pabco, USG, CGC / 5/8" | 0 | m2 | 100% |  |  | 0 |  | 0 | 0 |  | Expired 2025 |  | GARAGE | INTERIOR CLADDING of GARAGE WALLS
|  | Drywall 5/8" Type X / National Gypsum / Gold Bond XP Fire-Shield Gypsum Board / 5/8'' type X | 0 | m2 | 100% |  |  | 0 |  | 0 | 0 |  |  |  | GARAGE | INTERIOR CLADDING of GARAGE WALLS
|  | Drywall 5/8" / USG / Sheetrock Brand EcoSmart Firecode X / 5/8'' type X | 0 | m2 | 100% |  |  | 0 |  | 0 | 0 |  |  |  | GARAGE | INTERIOR CLADDING of GARAGE WALLS
| OTHER CLADDING MATERIALS | [13 empty] | GARAGE | INTERIOR CLADDING of GARAGE WALLS
|  | MgO board 1/2" / North American MgO / MagTech Ultra / 1/2" | 0 | m2 | 100% |  |  | 0 |  | 0 | 0 |  | Expired 2023 |  | GARAGE | INTERIOR CLADDING of GARAGE WALLS
| 3/4" | Wood - SPF / Canadian Wood Council / British Columbia / | 0 | m2 | 100% |  |  | 0 |  | 0 | 0 |  |  |  | GARAGE | INTERIOR CLADDING of GARAGE WALLS | (3/4")
| 3/4" | Wood - SPF / Canadian Wood Council / Alberta / | 0 | m2 | 100% |  |  | 0 |  | 0 | 0 |  |  |  | GARAGE | INTERIOR CLADDING of GARAGE WALLS | (3/4")
| 3/4" | Wood - SPF / Canadian Wood Council / Ontario / | 0 | m2 | 100% |  |  | 0 |  | 0 | 0 |  |  |  | GARAGE | INTERIOR CLADDING of GARAGE WALLS | (3/4")
| 3/4" | Wood - SPF / Canadian Wood Council / Quebec / | 0 | m2 | 100% |  |  | 0 |  | 0 | 0 |  |  |  | GARAGE | INTERIOR CLADDING of GARAGE WALLS | (3/4")
| 3/4" | Wood - SPF / Canadian Wood Council / New Brunswick / | 0 | m2 | 100% |  |  | 0 |  | 0 | 0 |  |  |  | GARAGE | INTERIOR CLADDING of GARAGE WALLS | (3/4")
| 3/4" | Wood - SPF / Canadian Wood Council / Atlantic Canada / | 0 | m2 | 100% |  |  | 0 |  | 0 | 0 |  |  |  | GARAGE | INTERIOR CLADDING of GARAGE WALLS | (3/4")
|  | Cedar Siding / Western Red Cedar Lumber Assn / / 1 x 6 Boards | 0 | m2 | 100% |  |  | 0 |  | 0 | 0 |  | Expired 2021 |  | GARAGE | INTERIOR CLADDING of GARAGE WALLS |  | Note: The height of this row is increased because at some zoom levels, the lines in column C of this row may break to additional lines
|  | Plywood / Canadian Wood Council / / 1/2" | 0 | m2 | 100% |  |  | 0 |  | 0 | 0 |  |  |  | GARAGE | INTERIOR CLADDING of GARAGE WALLS
|  | Clay plaster / Site mixed / / 15 mm | 0 | m2 | 100% |  |  | 0 |  | 0 | 0 |  | Peer-reviewed LCA, 2014 |  | GARAGE | INTERIOR CLADDING of GARAGE WALLS
|  | Bamboo plywood / Smith & Fong / Plyboo / 1/2" (12.7 mm) | 0 | m2 | 100% |  |  | 0 |  | 0 | 0 |  |  |  | GARAGE | INTERIOR CLADDING of GARAGE WALLS
|  | Plywood / British Columbia Average / Includes : West Fraser Mills, Thompson River Veneer Products / 1/2" | 0 | m2 | 100% |  |  | 0 |  | 0 | 0 |  |  |  | GARAGE | INTERIOR CLADDING of GARAGE WALLS
GARAGE WINDOWS
DOUBLE PANE WINDOWS
|  | Window - double pane / Fiberglass frame / / USA & CAN | 0 | m2 | 100% |  |  | 0 |  | 0 | 0 |  | BfCA Study (Tally) |  | GARAGE | GARAGE WINDOWS
|  | Window - double pane / Vinyl frame / / USA & CAN | 0 | m2 | 100% |  |  | 0 |  | 0 | 0 |  | BfCA Study (Tally) |  | GARAGE | GARAGE WINDOWS
|  | Window - double pane / Wood frame / / USA & CAN | 0 | m2 | 100% |  |  | 0 |  | 0 | 0 |  | BfCA Study (Tally) |  | GARAGE | GARAGE WINDOWS
|  | Window - double pane / Wood frame, aluminum cladding / / USA & CAN | 0 | m2 | 100% |  |  | 0 |  | 0 | 0 |  | BfCA Study (Tally) |  | GARAGE | GARAGE WINDOWS
WINDOWS - SPECIFIC MANUFACTURERS | [14 empty] | GARAGE
|  | Window - double pane / Andersen / E-series (Average Double-hung/Awning/Picture) / Wood frame, aluminum cladding | 0 | m2 | 100% |  |  | 0 |  | 0 | 0 |  |  |  | GARAGE | GARAGE WINDOWS
|  | Window - double pane / Inline Fiberglass / 300 Series Tilt and Turn, 300 Series Fixed, 325 Series Awning/Casement, 325 Series Fixed, and 400 Series / Fiberglass frame | 0 | m2 | 100% |  |  | 0 |  | 0 | 0 |  |  |  | GARAGE | GARAGE WINDOWS
|  | Window - double-glazed / AluQuebec / Avg of fixed, casement, slider, hung, tilt & turn, awning / Aluminum frame | 0 | m2 | 100% |  |  | 0 |  | 0 | 0 |  |  |  | GARAGE | GARAGE WINDOWS
|  | Window - double-glazed / Arcadia / CV200, T200 / Projected & casement / Aluminum frame | 0 | m2 | 100% |  |  | 0 |  | 0 | 0 |  |  |  | GARAGE | GARAGE WINDOWS
|  | Window - double-glazed / EFCO / Xtherm, 5FXT, FX45, 6615, 6621, 6715, FX32, OG32, OG45 / Fixed / Aluminum frame | 0 | m2 | 100% |  |  | 0 |  | 0 | 0 |  |  |  | GARAGE | GARAGE WINDOWS
|  | Window - double-glazed / EFCO / Xtherm, 875V, 2700, 2701, 450G, 590X, 6725, PG32, PX32, WV410, WV430 / Projected & casement / Aluminum frame | 0 | m2 | 100% |  |  | 0 |  | 0 | 0 |  |  |  | GARAGE | GARAGE WINDOWS
|  | Window - double-glazed / Kawneer / Optiq AA4325, 8225TL¦TLF, 526, AA 6400¦6500, NX-300¦3000 / Projected & casement / Aluminum frame | 0 | m2 | 100% |  |  | 0 |  | 0 | 0 |  |  |  | GARAGE | GARAGE WINDOWS
|  | Window - double-glazed / Kawneer / OptiQ AA5450, TR-9100, 8400TL, AA6400¦6500¦6600 / Hung & sliding / Aluminum frame | 0 | m2 | 100% |  |  | 0 |  | 0 | 0 |  |  |  | GARAGE | GARAGE WINDOWS
|  | Window - double-glazed / Wasau / INvent casement windows / Aluminum frame | 0 | m2 | 100% |  |  | 0 |  | 0 | 0 |  |  |  | GARAGE | GARAGE WINDOWS
|  | Window - double-glazed / Wasau / INvent fixed windows / Aluminum frame | 0 | m2 | 100% |  |  | 0 |  | 0 | 0 |  |  |  | GARAGE | GARAGE WINDOWS
GARAGE CEILING
GARAGE CEILING CLADDING | [14 empty] | GARAGE
| DRYWALL 1/2" | [13 empty] | GARAGE
|  | Drywall 1/2" - Ceilings - AVERAGE | 0 | m2 | 100% |  |  | 0 |  | 0 | 0 |  |  |  | GARAGE | GARAGE CEILING CLADDING
|  | Drywall 1/2" / Pabco / QuietRock / QuietRock 1/2" | 0 | m2 | 100% |  |  | 0 |  | 0 | 0 |  | Expired 2025 |  | GARAGE | GARAGE CEILING CLADDING
|  | Drywall 1/2" / National Gypsum / Gold Bond XP Gypsum Board / 1/2" (12.7 mm) | 0 | m2 | 100% |  |  | 0 |  | 0 | 0 |  |  |  | GARAGE | GARAGE CEILING CLADDING
| DRYWALL 5/8" | [13 empty] | GARAGE
|  | Drywall 5/8" - Ceilings - AVERAGE | 0 | m2 | 100% |  |  | 0 |  | 0 | 0 |  |  |  | GARAGE | GARAGE CEILING CLADDING
|  | Drywall 5/8" / / Includes American Gypsum, CertainTeed, Continental, Georgia-Pacific, National Gypsum, Pabco, USG, CGC / 5/8" | 0 | m2 | 100% |  |  | 0 |  | 0 | 0 |  | Expired 2025 |  | GARAGE | GARAGE CEILING CLADDING
|  | Drywall 5/8" Type X / National Gypsum / Gold Bond XP Fire-Shield Gypsum Board / 5/8'' type X | 0 | m2 | 100% |  |  | 0 |  | 0 | 0 |  |  |  | GARAGE | GARAGE CEILING CLADDING
| OTHER CEILING FINISHES | [13 empty] | GARAGE | GARAGE CEILING CLADDING
|  | MgO board 1/2" / North American MgO / MagTech Ultra / 1/2" | 0 | m2 | 100% |  |  | 0 |  | 0 | 0 |  | Expired 2023 |  | GARAGE | GARAGE CEILING CLADDING
|  | Cedar Siding / Western Red Cedar Lumber Assn / / 1 x 6 Boards | 0 | m2 | 100% |  |  | 0 |  | 0 | 0 |  | Expired 2021 |  | GARAGE | GARAGE CEILING CLADDING
| 3/4" | Wood - SPF / Canadian Wood Council / British Columbia / | 0 | m2 | 100% |  |  | 0 |  | 0 | 0 |  |  |  | GARAGE | GARAGE CEILING CLADDING | (3/4")
| 3/4" | Wood - SPF / Canadian Wood Council / Alberta / | 0 | m2 | 100% |  |  | 0 |  | 0 | 0 |  |  |  | GARAGE | GARAGE CEILING CLADDING | (3/4")
| 3/4" | Wood - SPF / Canadian Wood Council / Ontario / | 0 | m2 | 100% |  |  | 0 |  | 0 | 0 |  |  |  | GARAGE | GARAGE CEILING CLADDING | (3/4")
| 3/4" | Wood - SPF / Canadian Wood Council / Quebec / | 0 | m2 | 100% |  |  | 0 |  | 0 | 0 |  |  |  | GARAGE | GARAGE CEILING CLADDING | (3/4")
| 3/4" | Wood - SPF / Canadian Wood Council / New Brunswick / | 0 | m2 | 100% |  |  | 0 |  | 0 | 0 |  |  |  | GARAGE | GARAGE CEILING CLADDING | (3/4")
| 3/4" | Wood - SPF / Canadian Wood Council / Atlantic Canada / | 0 | m2 | 100% |  |  | 0 |  | 0 | 0 |  |  |  | GARAGE | GARAGE CEILING CLADDING | (3/4")
|  | Plywood / Canadian Wood Council / / 1/2" | 0 | m2 | 100% |  |  | 0 |  | 0 | 0 |  |  |  | GARAGE | GARAGE CEILING CLADDING
|  | Bamboo plywood / Smith & Fong / Plyboo / 1/2" (12.7 mm) | 0 | m2 | 100% |  |  | 0 |  | 0 | 0 |  |  |  | GARAGE | GARAGE CEILING CLADDING
|  | Plywood / British Columbia Average / Includes : West Fraser Mills, Thompson River Veneer Products / 1/2" | 0 | m2 | 100% |  |  | 0 |  | 0 | 0 |  |  |  | GARAGE | GARAGE CEILING CLADDING
GARAGE ROOF
WOOD FRAME CONSTRUCTION |  |  | FRAMING SPACING: |  | in | [9 empty] | GARAGE
2x4 WOOD FRAMING
|  | Wood - SPF / Canadian Wood Council / British Columbia / | 0 | m2 | 100% |  |  | 0 |  | 0 | 0 |  |  |  | GARAGE | GARAGE WOOD ROOF FRAMING | (2x4)
|  | Wood - SPF / Canadian Wood Council / Alberta / | 0 | m2 | 100% |  |  | 0 |  | 0 | 0 |  |  |  | GARAGE | GARAGE WOOD ROOF FRAMING | (2x4)
|  | Wood - SPF / Canadian Wood Council / Ontario / | 0 | m2 | 100% |  |  | 0 |  | 0 | 0 |  |  |  | GARAGE | GARAGE WOOD ROOF FRAMING | (2x4)
|  | Wood - SPF / Canadian Wood Council / Quebec / | 0 | m2 | 100% |  |  | 0 |  | 0 | 0 |  |  |  | GARAGE | GARAGE WOOD ROOF FRAMING | (2x4)
|  | Wood - SPF / Canadian Wood Council / New Brunswick / | 0 | m2 | 100% |  |  | 0 |  | 0 | 0 |  |  |  | GARAGE | GARAGE WOOD ROOF FRAMING | (2x4)
|  | Wood - SPF / Canadian Wood Council / Atlantic Canada / | 0 | m2 | 100% |  |  | 0 |  | 0 | 0 |  |  |  | GARAGE | GARAGE WOOD ROOF FRAMING | (2x4)
2x6 WOOD FRAMING
|  | Wood - SPF / Canadian Wood Council / British Columbia / | 0 | m2 | 100% |  |  | 0 |  | 0 | 0 |  |  |  | GARAGE | GARAGE WOOD ROOF FRAMING | (2x6)
|  | Wood - SPF / Canadian Wood Council / Alberta / | 0 | m2 | 100% |  |  | 0 |  | 0 | 0 |  |  |  | GARAGE | GARAGE WOOD ROOF FRAMING | (2x6)
|  | Wood - SPF / Canadian Wood Council / Ontario / | 0 | m2 | 100% |  |  | 0 |  | 0 | 0 |  |  |  | GARAGE | GARAGE WOOD ROOF FRAMING | (2x6)
|  | Wood - SPF / Canadian Wood Council / Quebec / | 0 | m2 | 100% |  |  | 0 |  | 0 | 0 |  |  |  | GARAGE | GARAGE WOOD ROOF FRAMING | (2x6)
|  | Wood - SPF / Canadian Wood Council / New Brunswick / | 0 | m2 | 100% |  |  | 0 |  | 0 | 0 |  |  |  | GARAGE | GARAGE WOOD ROOF FRAMING | (2x6)
|  | Wood - SPF / Canadian Wood Council / Atlantic Canada / | 0 | m2 | 100% |  |  | 0 |  | 0 | 0 |  |  |  | GARAGE | GARAGE WOOD ROOF FRAMING | (2x6)
2x8 WOOD FRAMING
|  | Wood - SPF / Canadian Wood Council / British Columbia / | 0 | m2 | 100% |  |  | 0 |  | 0 | 0 |  |  |  | GARAGE | GARAGE WOOD ROOF FRAMING | (2x8)
|  | Wood - SPF / Canadian Wood Council / Alberta / | 0 | m2 | 100% |  |  | 0 |  | 0 | 0 |  |  |  | GARAGE | GARAGE WOOD ROOF FRAMING | (2x8)
|  | Wood - SPF / Canadian Wood Council / Ontario / | 0 | m2 | 100% |  |  | 0 |  | 0 | 0 |  |  |  | GARAGE | GARAGE WOOD ROOF FRAMING | (2x8)
|  | Wood - SPF / Canadian Wood Council / Quebec / | 0 | m2 | 100% |  |  | 0 |  | 0 | 0 |  |  |  | GARAGE | GARAGE WOOD ROOF FRAMING | (2x8)
|  | Wood - SPF / Canadian Wood Council / New Brunswick / | 0 | m2 | 100% |  |  | 0 |  | 0 | 0 |  |  |  | GARAGE | GARAGE WOOD ROOF FRAMING | (2x8)
|  | Wood - SPF / Canadian Wood Council / Atlantic Canada / | 0 | m2 | 100% |  |  | 0 |  | 0 | 0 |  |  |  | GARAGE | GARAGE WOOD ROOF FRAMING | (2x8)
2x10 WOOD FRAMING
|  | Wood - SPF / Canadian Wood Council / British Columbia / | 0 | m2 | 100% |  |  | 0 |  | 0 | 0 |  |  |  | GARAGE | GARAGE WOOD ROOF FRAMING | (2x10)
|  | Wood - SPF / Canadian Wood Council / Alberta / | 0 | m2 | 100% |  |  | 0 |  | 0 | 0 |  |  |  | GARAGE | GARAGE WOOD ROOF FRAMING | (2x10)
|  | Wood - SPF / Canadian Wood Council / Ontario / | 0 | m2 | 100% |  |  | 0 |  | 0 | 0 |  |  |  | GARAGE | GARAGE WOOD ROOF FRAMING | (2x10)
|  | Wood - SPF / Canadian Wood Council / Quebec / | 0 | m2 | 100% |  |  | 0 |  | 0 | 0 |  |  |  | GARAGE | GARAGE WOOD ROOF FRAMING | (2x10)
|  | Wood - SPF / Canadian Wood Council / New Brunswick / | 0 | m2 | 100% |  |  | 0 |  | 0 | 0 |  |  |  | GARAGE | GARAGE WOOD ROOF FRAMING | (2x10)
|  | Wood - SPF / Canadian Wood Council / Atlantic Canada / | 0 | m2 | 100% |  |  | 0 |  | 0 | 0 |  |  |  | GARAGE | GARAGE WOOD ROOF FRAMING | (2x10)
2x12 WOOD FRAMING
|  | Wood - SPF / Canadian Wood Council / British Columbia / | 0 | m2 | 100% |  |  | 0 |  | 0 | 0 |  |  |  | GARAGE | GARAGE WOOD ROOF FRAMING | (2x12)
|  | Wood - SPF / Canadian Wood Council / Alberta / | 0 | m2 | 100% |  |  | 0 |  | 0 | 0 |  |  |  | GARAGE | GARAGE WOOD ROOF FRAMING | (2x12)
|  | Wood - SPF / Canadian Wood Council / Ontario / | 0 | m2 | 100% |  |  | 0 |  | 0 | 0 |  |  |  | GARAGE | GARAGE WOOD ROOF FRAMING | (2x12)
|  | Wood - SPF / Canadian Wood Council / Quebec / | 0 | m2 | 100% |  |  | 0 |  | 0 | 0 |  |  |  | GARAGE | GARAGE WOOD ROOF FRAMING | (2x12)
|  | Wood - SPF / Canadian Wood Council / New Brunswick / | 0 | m2 | 100% |  |  | 0 |  | 0 | 0 |  |  |  | GARAGE | GARAGE WOOD ROOF FRAMING | (2x12)
|  | Wood - SPF / Canadian Wood Council / Atlantic Canada / | 0 | m2 | 100% |  |  | 0 |  | 0 | 0 |  |  |  | GARAGE | GARAGE WOOD ROOF FRAMING | (2x12)
| WOOD TRUSS FRAMING | [13 empty] | GARAGE | GARAGE WOOD ROOF FRAMING | (2x12)
|  | Wood roof truss - prefabricated / Canadian Wood Council / Common (Double Howe) Gable Roof / 2x6 Chords, 2x4 Webs, 4:12 Pitch, 40 ft span, 20" overhang | 0 | m2 | 100% |  |  | 0 |  | 0 | 0 |  |  |  | GARAGE | GARAGE WOOD ROOF FRAMING
| WOOD I-JOIST FRAMING | [13 empty] | GARAGE | GARAGE WOOD ROOF FRAMING
| 9-1/2" | Wood I joist / Canadian Wood Council / / TJI 230/360 | 0 | m2 | 100% |  |  | 0 |  | 0 | 0 |  |  |  | GARAGE | GARAGE WOOD ROOF FRAMING | 9-1/2"
| 11-7/8" | Wood I joist / Canadian Wood Council / / TJI 230/360 | 0 | m2 | 100% |  |  | 0 |  | 0 | 0 |  |  |  | GARAGE | GARAGE WOOD ROOF FRAMING | 11-7/8"
| 14" | Wood I joist / Canadian Wood Council / / TJI 230/360 | 0 | m2 | 100% |  |  | 0 |  | 0 | 0 |  |  |  | GARAGE | GARAGE WOOD ROOF FRAMING | 14"
| 16" | Wood I joist / Canadian Wood Council / / TJI 230/360 | 0 | m2 | 100% |  |  | 0 |  | 0 | 0 |  |  |  | GARAGE | GARAGE WOOD ROOF FRAMING | 16"
| 11-7/8" | Wood I-joist / RedBuilt / Red I-45 / 11.875" depth, 1.75 x 1.5" LVL flanges | 0 | m2 | 100% |  |  | 0 |  | 0 | 0 |  |  |  | GARAGE | GARAGE WOOD ROOF FRAMING | 11-7/8"
| 14" | Wood I-joist / RedBuilt / Red I-45 / 14" depth, 1.75 x 1.5" LVL flanges | 0 | m2 | 100% |  |  | 0 |  | 0 | 0 |  |  |  | GARAGE | GARAGE WOOD ROOF FRAMING | 14"
| 16" | Wood I-joist / RedBuilt / Red I-45 / 16" depth, 1.75 x 1.5" LVL flanges | 0 | m2 | 100% |  |  | 0 |  | 0 | 0 |  |  |  | GARAGE | GARAGE WOOD ROOF FRAMING | 16"
| 11-7/8" | Wood I-joist / RedBuilt / Red I-65 / 11.875" depth, 2.5 x 1.5" LVL flanges | 0 | m2 | 100% |  |  | 0 |  | 0 | 0 |  |  |  | GARAGE | GARAGE WOOD ROOF FRAMING | 11-7/8"
| 14" | Wood I-joist / RedBuilt / Red I-65 / 14" depth, 2.5 x 1.5" LVL flanges | 0 | m2 | 100% |  |  | 0 |  | 0 | 0 |  |  |  | GARAGE | GARAGE WOOD ROOF FRAMING | 14"
| 16" | Wood I-joist / RedBuilt / Red I-65 / 16" depth, 2.5 x 1.5" LVL flanges | 0 | m2 | 100% |  |  | 0 |  | 0 | 0 |  |  |  | GARAGE | GARAGE WOOD ROOF FRAMING | 16"
ROOF DECKING
WOOD SHEET PRODUCTS - 5/8"
|  | Plywood / Canadian Wood Council / / 5/8" | 0 | m2 | 100% |  |  | 0 |  | 0 | 0 |  |  |  | GARAGE | GARAGE ROOF DECKING
|  | OSB sheathing / Canadian Wood Council -Eastern / / 5/8" | 0 | m2 | 100% |  |  | 0 |  | 0 | 0 |  |  |  | GARAGE | GARAGE ROOF DECKING
|  | OSB sheathing / Canadian Wood Council -Western / / 5/8" | 0 | m2 | 100% |  |  | 0 |  | 0 | 0 |  |  |  | GARAGE | GARAGE ROOF DECKING
| GYPSUM PANELS 1/2" | [13 empty] | GARAGE
|  | Gypsum panels - glass mat / USG / Securock ExoAir 430 / 1/2" | 0 | m2 | 100% |  |  | 0 |  | 0 | 0 |  | Expired 2024 |  | GARAGE | GARAGE ROOF DECKING
|  | Gypsum panels - glass mat / CertainTeed / GlasRoc Sheathing gypsum board / 5/8" | 0 | m2 | 100% |  |  | 0 |  | 0 | 0 |  |  |  | GARAGE | GARAGE ROOF DECKING
|  | Gypsum panels - glass mat / Georgia-Pacific / DensGlass Sheathing / 1/2" | 0 | m2 | 100% |  |  | 0 |  | 0 | 0 |  |  |  | GARAGE | GARAGE ROOF DECKING
|  | Gypsum panels - glass mat / Georgia-Pacific / DensGlass Sheathing / 5/8" | 0 | m2 | 100% |  |  | 0 |  | 0 | 0 |  |  |  | GARAGE | GARAGE ROOF DECKING
|  | Gypsum panels - glass mat / Gypsum Association / North American Industry Average / 1/2" | 0 | m2 | 100% |  |  | 0 |  | 0 | 0 |  |  |  | GARAGE | GARAGE ROOF DECKING
|  | Gypsum panels - glass mat / Gypsum Association / North American Industry Average / 5/8" Type X | 0 | m2 | 100% |  |  | 0 |  | 0 | 0 |  |  |  | GARAGE | GARAGE ROOF DECKING
ROOFING MEMBRANE
ROOFING MEMBRANE
|  | EPDM Roofing Membrane / SPRI / / | 0 | m2 | 100% |  |  | 0 |  | 0 | 0 |  | Expired 2022 |  | GARAGE | GARAGE ROOFING MEMBRANE
|  | SBS Modified Bitumen Roofing / ARMA / Includes: CertainTeed, Firestone, GAF, Henry, IKO, Johns Mansville, Malarkey, Siplast, Soprema / | 0 | m2 | 100% |  |  | 0 |  | 0 | 0 |  | Expired 2021 |  | GARAGE | GARAGE ROOFING MEMBRANE
|  | PVC Roofing Membrane / CIFA / Includes: Canadian General-Tower, Duro-Last, FiberTite / 48 mils | 0 | m2 | 100% |  |  | 0 |  | 0 | 0 |  | Expired 2019 |  | GARAGE | GARAGE ROOFING MEMBRANE
|  | TPO Roofing Membrane / Carlisle / Sure-Weld / 60 mils | 0 | m2 | 100% |  |  | 0 |  | 0 | 0 |  |  |  | GARAGE | GARAGE ROOFING MEMBRANE
|  | TPO roofing membrane / Single Ply Roofing Industry / / 45 mils | 0 | m2 | 100% |  |  | 0 |  | 0 | 0 |  |  |  | GARAGE | GARAGE ROOFING MEMBRANE
|  | TPO roofing membrane / Single Ply Roofing Industry / / 60 mils | 0 | m2 | 100% |  |  | 0 |  | 0 | 0 |  |  |  | GARAGE | GARAGE ROOFING MEMBRANE
SHEET BARRIER
|  | Sheet barrier - AVERAGE | 0 | m2 | 100% |  |  | 0 |  | 0 | 0 |  |  |  | GARAGE | GARAGE ROOFING MEMBRANE
|  | Ext. Roof Barrier, sheet / Rothoblaas / Traspir Weld EVO 360 / 17.5 Perms / 1.0 mm | 0 | m2 | 100% |  |  | 0 |  | 0 | 0 |  |  |  | GARAGE | GARAGE ROOFING MEMBRANE
|  | Ext. Wall & Roof Barrier, sheet / Dupont / Tyvek Monolayer 60 / Permeable / | 0 | m2 | 100% |  |  | 0 |  | 0 | 0 |  |  |  | GARAGE | GARAGE ROOFING MEMBRANE
|  | Ext. Wall & Roof Barrier, sheet / Partel / Exoperm Mono 150 / Permeable / | 0 | m2 | 100% |  |  | 0 |  | 0 | 0 |  |  |  | GARAGE | GARAGE ROOFING MEMBRANE
|  | Ext. & Int. Wall & Roof Barrier, sheet / Rothoblaas / Clima Control Net 160 / Moisture-variable / 0.5 mm | 0 | m2 | 100% |  |  | 0 |  | 0 | 0 |  |  |  | GARAGE | GARAGE ROOFING MEMBRANE
|  | Ext. & Int. Wall & Roof Barrier, sheet / Rothoblaas / Traspir EVO 160 / 12.3 Perms / 0.5 mm | 0 | m2 | 100% |  |  | 0 |  | 0 | 0 |  |  |  | GARAGE | GARAGE ROOFING MEMBRANE
|  | Ext. & Int. Wall & Roof Barrier, sheet / Rothoblaas / Traspir Vapor 225 / Non-permeable / 0.8 mm | 0 | m2 | 100% |  |  | 0 |  | 0 | 0 |  |  |  | GARAGE | GARAGE ROOFING MEMBRANE
|  | Ext. Wall & Roof Barrier, adhesive / Partel / Exoperm Mono SA 250 / Permeable / | 0 | m2 | 100% |  |  | 0 |  | 0 | 0 |  |  |  | GARAGE | GARAGE ROOFING MEMBRANE
LIQUID APPLIED BARRIER
|  | Liquid applied barrier - AVERAGE | 0 | m2 | 100% |  |  | 0 |  | 0 | 0 |  |  |  | GARAGE | GARAGE ROOFING MEMBRANE
|  | Ext. Wall & Roof Barrier, liquid applied / Carlisle / Barrithane VP / 11.1 Perms / 40 mils | 0 | m2 | 100% |  |  | 0 |  | 0 | 0 |  |  |  | GARAGE | GARAGE ROOFING MEMBRANE
|  | Ext. Waterproofing Barrier, adhesive / Carlisle / MiraPLY V / | 0 | m2 | 100% |  |  | 0 |  | 0 | 0 |  |  |  | GARAGE | GARAGE ROOFING MEMBRANE
ROOF STRAPPING |  |  | STRAPPING SPACING: |  | in | [9 empty] | GARAGE
1x3 WOOD STRAPPING
|  | Wood - SPF / Canadian Wood Council / British Columbia / | 0 | m2 | 100% |  |  | 0 |  | 0 | 0 |  |  |  | GARAGE | GARAGE ROOF STRAPPING | (1x3)
|  | Wood - SPF / Canadian Wood Council / Alberta / | 0 | m2 | 100% |  |  | 0 |  | 0 | 0 |  |  |  | GARAGE | GARAGE ROOF STRAPPING | (1x3)
|  | Wood - SPF / Canadian Wood Council / Ontario / | 0 | m2 | 100% |  |  | 0 |  | 0 | 0 |  |  |  | GARAGE | GARAGE ROOF STRAPPING | (1x3)
|  | Wood - SPF / Canadian Wood Council / Quebec / | 0 | m2 | 100% |  |  | 0 |  | 0 | 0 |  |  |  | GARAGE | GARAGE ROOF STRAPPING | (1x3)
|  | Wood - SPF / Canadian Wood Council / New Brunswick / | 0 | m2 | 100% |  |  | 0 |  | 0 | 0 |  |  |  | GARAGE | GARAGE ROOF STRAPPING | (1x3)
|  | Wood - SPF / Canadian Wood Council / Atlantic Canada / | 0 | m2 | 100% |  |  | 0 |  | 0 | 0 |  |  |  | GARAGE | GARAGE ROOF STRAPPING | (1x3)
1x4 WOOD STRAPPING
|  | Wood - SPF / Canadian Wood Council / British Columbia / | 0 | m2 | 100% |  |  | 0 |  | 0 | 0 |  |  |  | GARAGE | GARAGE ROOF STRAPPING | (1x4)
|  | Wood - SPF / Canadian Wood Council / Alberta / | 0 | m2 | 100% |  |  | 0 |  | 0 | 0 |  |  |  | GARAGE | GARAGE ROOF STRAPPING | (1x4)
|  | Wood - SPF / Canadian Wood Council / Ontario / | 0 | m2 | 100% |  |  | 0 |  | 0 | 0 |  |  |  | GARAGE | GARAGE ROOF STRAPPING | (1x4)
|  | Wood - SPF / Canadian Wood Council / Quebec / | 0 | m2 | 100% |  |  | 0 |  | 0 | 0 |  |  |  | GARAGE | GARAGE ROOF STRAPPING | (1x4)
|  | Wood - SPF / Canadian Wood Council / New Brunswick / | 0 | m2 | 100% |  |  | 0 |  | 0 | 0 |  |  |  | GARAGE | GARAGE ROOF STRAPPING | (1x4)
|  | Wood - SPF / Canadian Wood Council / Atlantic Canada / | 0 | m2 | 100% |  |  | 0 |  | 0 | 0 |  |  |  | GARAGE | GARAGE ROOF STRAPPING | (1x4)
2x4 WOOD STRAPPING
|  | Wood - SPF / Canadian Wood Council / British Columbia / | 0 | m2 | 100% |  |  | 0 |  | 0 | 0 |  |  |  | GARAGE | GARAGE ROOF STRAPPING | (2x4)
|  | Wood - SPF / Canadian Wood Council / Alberta / | 0 | m2 | 100% |  |  | 0 |  | 0 | 0 |  |  |  | GARAGE | GARAGE ROOF STRAPPING | (2x4)
|  | Wood - SPF / Canadian Wood Council / Ontario / | 0 | m2 | 100% |  |  | 0 |  | 0 | 0 |  |  |  | GARAGE | GARAGE ROOF STRAPPING | (2x4)
|  | Wood - SPF / Canadian Wood Council / Quebec / | 0 | m2 | 100% |  |  | 0 |  | 0 | 0 |  |  |  | GARAGE | GARAGE ROOF STRAPPING | (2x4)
|  | Wood - SPF / Canadian Wood Council / New Brunswick / | 0 | m2 | 100% |  |  | 0 |  | 0 | 0 |  |  |  | GARAGE | GARAGE ROOF STRAPPING | (2x4)
|  | Wood - SPF / Canadian Wood Council / Atlantic Canada / | 0 | m2 | 100% |  |  | 0 |  | 0 | 0 |  |  |  | GARAGE | GARAGE ROOF STRAPPING | (2x4)
ROOFING | [14 empty] | GARAGE
| ASPHALT SHINGLES | [13 empty] | GARAGE
|  | Asphalt Shingles - Roofing - AVERAGE | 0 | m2 | 100% |  |  | 0 |  | 0 | 0 |  |  |  | GARAGE | GARAGE ROOFING
|  | Asphalt Shingles / Owens Corning / Duration / | 0 | m2 | 100% |  |  | 0 |  | 0 | 0 |  | Expired 2025 |  | GARAGE | GARAGE ROOFING
|  | Asphalt Shingles / Owens Corning / Oakridge / | 0 | m2 | 100% |  |  | 0 |  | 0 | 0 |  | Expired 2025 |  | GARAGE | GARAGE ROOFING
|  | Asphalt Shingles / Owens Corning / Supreme / | 0 | m2 | 100% |  |  | 0 |  | 0 | 0 |  | Expired 2025 |  | GARAGE | GARAGE ROOFING
|  | Asphalt Shingles / GAF / Timberline / Timberline | 0 | m2 | 100% |  |  | 0 |  | 0 | 0 |  | Expired 2025 |  | GARAGE | GARAGE ROOFING
|  | Asphalt Shingles / GAF / Timberline Cool Series / | 0 | m2 | 100% |  |  | 0 |  | 0 | 0 |  | Expired 2025 |  | GARAGE | GARAGE ROOFING
|  | Asphalt Shingles / Asphalt Roofing Manufacturers Association / Fiberglass Asphalt Shingles / | 0 | m2 | 100% |  |  | 0 |  | 0 | 0 |  |  |  | GARAGE | GARAGE ROOFING
|  | Asphalt Shingles / Malarkey Roofing / Dura-Seal / | 0 | m2 | 100% |  |  | 0 |  | 0 | 0 |  |  |  | GARAGE | GARAGE ROOFING
|  | Asphalt Shingles / Malarkey Roofing / Ecoasis NEX / | 0 | m2 | 100% |  |  | 0 |  | 0 | 0 |  |  |  | GARAGE | GARAGE ROOFING
|  | Asphalt Shingles / Malarkey Roofing / Ecoasis Premium / | 0 | m2 | 100% |  |  | 0 |  | 0 | 0 |  |  |  | GARAGE | GARAGE ROOFING
|  | Asphalt Shingles / Malarkey Roofing / Highlander NEX / | 0 | m2 | 100% |  |  | 0 |  | 0 | 0 |  |  |  | GARAGE | GARAGE ROOFING
|  | Asphalt Shingles / Malarkey Roofing / Legacy / | 0 | m2 | 100% |  |  | 0 |  | 0 | 0 |  |  |  | GARAGE | GARAGE ROOFING
|  | Asphalt Shingles / Malarkey Roofing / Vista / | 0 | m2 | 100% |  |  | 0 |  | 0 | 0 |  |  |  | GARAGE | GARAGE ROOFING
|  | Asphalt Shingles / Malarkey Roofing / Windsor / | 0 | m2 | 100% |  |  | 0 |  | 0 | 0 |  |  |  | GARAGE | GARAGE ROOFING
| STEEL PANELS | [13 empty] | GARAGE | GARAGE ROOFING
|  | Steel Panels - Roofing - AVERAGE | 0 | m2 | 100% |  |  | 0 |  | 0 | 0 |  |  |  | GARAGE | GARAGE ROOFING
|  | Metal Panels - Steel / Metal Construction Assn. / 24 gauge | 0 | m2 | 100% |  |  | 0 |  | 0 | 0 |  | Expired 2025 |  | GARAGE | GARAGE ROOFING
|  | Metal Panels - Steel / AEP Span / All roofing & wall products / 24 gauge | 0 | m2 | 100% |  |  | 0 |  | 0 | 0 |  |  |  | GARAGE | GARAGE ROOFING
|  | Metal Panels - Steel / ArcelorMittal / XCarb RRP / 24 gauge | 0 | m2 | 100% |  |  | 0 |  | 0 | 0 |  |  |  | GARAGE | GARAGE ROOFING
|  | Metal Panels - Steel / Canadian Sheet Steel Building Institute / 24 gauge | 0 | m2 | 100% |  |  | 0 |  | 0 | 0 |  |  |  | GARAGE | GARAGE ROOFING
|  | Metal Panels - Steel / Metal Building Manufacturers Assn / List of participating members: https://www.mbma.com/System_Members.html / 24 gauge | 0 | m2 | 100% |  |  | 0 |  | 0 | 0 |  |  |  | GARAGE | GARAGE ROOFING
|  | Metal Panels - Steel / Petersen Aluminum Corp / Pac-Clad, all profiles / 24 gauge | 0 | m2 | 100% |  |  | 0 |  | 0 | 0 |  |  |  | GARAGE | GARAGE ROOFING
| ALUMINUM PANELS | [13 empty] | GARAGE | GARAGE ROOFING
|  | Aluminum l Panels - Roofing - AVERAGE | 0 | m2 | 100% |  |  | 0 |  | 0 | 0 |  |  |  | GARAGE | GARAGE ROOFING
|  | Metal Panels - Aluminum / Metal Construction Assn. / 22 gauge / Includes: ATAS, DMI, Englert, Fabral,McElroy, Pac-Clad | 0 | m2 | 100% |  |  | 0 |  | 0 | 0 |  |  |  | GARAGE | GARAGE ROOFING
|  | Metal Panels - Aluminum / Petersen Aluminum Corp / Pac-Clad, all profiles / 20 gauge | 0 | m2 | 100% |  |  | 0 |  | 0 | 0 |  |  |  | GARAGE | GARAGE ROOFING
| FIBER CEMENT ROOFING | [13 empty] | GARAGE | GARAGE ROOFING
|  | Fiber Cement roofing - AVERAGE | 0 | m2 | 100% |  |  | 0 |  | 0 | 0 |  |  |  | GARAGE | GARAGE ROOFING
|  | Fiber Cement roofing / Cembrit / Corrugated sheets / 6.5 mm | 0 | m2 | 100% |  |  | 0 |  | 0 | 0 |  | Expired 2021 |  | GARAGE | GARAGE ROOFING
|  | Fiber Cement roofing / Cembrit / Slates / 4 mm | 0 | m2 | 100% |  |  | 0 |  | 0 | 0 |  | Expired 2021 |  | GARAGE | GARAGE ROOFING
| OTHER ROOFING OPTIONS | [13 empty] | GARAGE | GARAGE ROOFING
|  | Clay roof tiles / HISPALYT / / | 0 | m2 | 100% |  |  | 0 |  | 0 | 0 |  | Expired 2022 |  | GARAGE | GARAGE ROOFING
© His Majesty the King in Right of Canada, as represented by the Minister of Natural Resources, 2025
© Sa Majesté le Roi du chef du Canada, représentée par le ministre de Ressources naturelles, 2025
Clear This Sheet Only
Note on I3: Hajir H: As of Jan 2026, this column is archived and the formulas in this column has no use
Note on J3: Hajir H: As of Jan 2026, this column is archived and the formulas in this column has no use

## User-Defined
SECTION 14 ➜ COMPONENT MATERIALS FOR |  |  |  | USER-DEFINED MATERIALS
| INSTRUCTIONS FOR USING AN EXISTING DATABASE MATERIAL: << double-click >> - Select material from LIGHT YELLOW DROPDOWN CELL (column C) matching the units of measurement for the material (volume, area, length, or R-value & area) - Enter all required inputs into DARK YELLOW cells for that row, including '1' in select column. - If adding insulation, enter its total R-VALUE (I-P units) in column B & surface area in column D. - To add a material to a specific section, use the dropdown in column A. |  |  |  | INSTRUCTIONS FOR ADDING A MATERIAL NOT IN THE DATABASE: (user must know all required information) In a row with CUSTOM as the category, ENTER CUSTOM DATA into all DARK YELLOW fields (CATEGORY, MATERIAL, QUANITY, UNIT, %, kgCO2e EMISSIONS, kgCO2e STORAGE). - Only use A1-A3 values from EPDs. - Changing the category name does not move the entry to another building section total. | [7 empty] | Caution: Any user-defined options that have not been validated and approved will reduce the reliability of results.
CATEGORY |  |  | MATERIAL | QUANTITY | UNIT | % | SELECT | NET kgCO2e EMISSIONS | SELECTED MATERIAL kgCO2e CONTENT | kgCO2e EMISSIONS | kgCO2 STORAGE | Note | kgCO2e EMISSIONS SUBTOTAL FOR USER-DEFINED MATERIALS | kgCO2e STORAGE SUBTOTAL FOR USER-DEFINED MATERIALS
[13 empty] | 0 | 0
EXISTING DATABASE MATERIALS
|  | MATERIALS BY VOLUME | [14 empty] | Material Index
| VOLUME |  |  |  | m3 | 100% |  | #N/A |  | #N/A | #N/A |  |  |  | USER-DEFINED | EXISTING DATABASE MATERIALS | ,5 | ,5
| VOLUME |  |  |  | m3 | 100% |  | #N/A |  | #N/A | #N/A |  |  |  | USER-DEFINED | EXISTING DATABASE MATERIALS | ,5 | ,5
| VOLUME |  |  |  | m3 | 100% |  | #N/A |  | #N/A | #N/A |  |  |  | USER-DEFINED | EXISTING DATABASE MATERIALS | ,5 | ,5
MATERIALS BY AREA
| AREA |  |  |  | m2 | 100% |  | #N/A |  | #N/A | #N/A |  |  |  | USER-DEFINED | EXISTING DATABASE MATERIALS | ,6 | ,6
| AREA |  |  |  | m2 | 100% |  | #N/A |  | #N/A | #N/A |  |  |  | USER-DEFINED | EXISTING DATABASE MATERIALS | ,6 | ,6
| AREA |  |  |  | m2 | 100% |  | #N/A |  | #N/A | #N/A |  |  |  | USER-DEFINED | EXISTING DATABASE MATERIALS | ,6 | ,6
MATERIALS BY LENGTH
| LENGTH |  |  |  | m | 100% |  | #N/A |  | #N/A | #N/A |  |  |  | USER-DEFINED | EXISTING DATABASE MATERIALS | ,7 | ,7
| LENGTH |  |  |  | m | 100% |  | #N/A |  | #N/A | #N/A |  |  |  | USER-DEFINED | EXISTING DATABASE MATERIALS | ,7 | ,7
| LENGTH |  |  |  | m | 100% |  | #N/A |  | #N/A | #N/A |  |  |  | USER-DEFINED | EXISTING DATABASE MATERIALS | ,7 | ,7
MATERIALS BY AREA & R-VALUE
| R-VALUE: |  |  |  | m2 | 100% |  | #N/A |  | #N/A | #N/A |  |  |  | USER-DEFINED | EXISTING DATABASE MATERIALS | ,8 | ,8
| R-VALUE: |  |  |  | m2 | 100% |  | #N/A |  | #N/A | #N/A |  |  |  | USER-DEFINED | EXISTING DATABASE MATERIALS | ,8 | ,8
| R-VALUE: |  |  |  | m2 | 100% |  | #N/A |  | #N/A | #N/A |  |  |  | USER-DEFINED | EXISTING DATABASE MATERIALS | ,8 | ,8
CUSTOM USER-DEFINED MATERIALS
| User-Defined |  |  |  |  | 100% |  | 0 | [6 empty] | USER-DEFINED | User-Defined
| User-Defined |  |  |  |  | 100% |  | 0 | [6 empty] | USER-DEFINED | User-Defined
| User-Defined |  |  |  |  | 100% |  | 0 | [6 empty] | USER-DEFINED | User-Defined
| User-Defined |  |  |  |  | 100% |  | 0 | [6 empty] | USER-DEFINED | User-Defined
| User-Defined |  |  |  |  | 100% |  | 0 | [6 empty] | USER-DEFINED | User-Defined
Note: User-Defined materials will be listed separately in summary reports.
© His Majesty the King in Right of Canada, as represented by the Minister of Natural Resources, 2025
© Sa Majesté le Roi du chef du Canada, représentée par le ministre de Ressources naturelles, 2025
Clear This Sheet Only
Note on J3: Hajir H: As of Jan 2026, this column is archived and the formulas in this column has no use
Note on K3: Hajir H: As of Jan 2026, this column is archived and the formulas in this column has no use
Note on U6: This column contains + Number before comma: the index of the selected material in this row, which is used for translation purposes + Number after comma: the column number of the related material list in the Dropdown Lists sheet + Keep the second column blank which is used by the macro Keep the second column blank which is used by the macro. The macro copies the first column to the second column.

## REVIEW
SECTION 12 ➜ REVIEW |  | SELECTED MATERIALS | 0 | 0 | 0 | 0
SECTION | CATEGORY | MATERIAL | NET CARBON FOOTPRINT [kg CO2e] | CARBON EMISSIONS [kg CO2e] | STORAGE [kg CO2e] | STORAGE LONG CYCLE [kg CO2e] | Quantity
© His Majesty the King in Right of Canada, as represented by the Minister of Natural Resources, 2025
© Sa Majesté le Roi du chef du Canada, représentée par le ministre de Ressources naturelles, 2025
0
0
0
0
0
0
0
0
0
0
0
0
0
0
0
Note on G1: Hajir H: This column is archived and the formula inside it is void

## Translation-EN (hidden)
|  |  |  | English |  | French
Type | Sheet | Address | Additional Info | Value | Comment/Title | Value | Comment/Title
Range | USER INPUT SHEET | R1 |  | UNIT CONVERSIONS |  | © His Majesty the king in Right of Canada, as represented by the Minister of Natural Resources, 2025
Range | _USER INPUT SHEET | A2 |  | November 2023 |  | © Sa Majesté le Roi du chef du Canada, représentée par le ministre de Ressources naturelles, 2025
Range | USER INPUT SHEET | C2 | TRUE | Material Carbon Emissions Estimator (MCE2)
-
-
-
-
Range | USER INPUT SHEET | L2 |  | Project Carbon Content
Range | USER INPUT SHEET | R3 |  | Volume
Range | USER INPUT SHEET | X3 |  | Area
Range | USER INPUT SHEET | AC3 |  | Length
Range | USER INPUT SHEET | S5 | TRUE | ft3 à
Range | USER INPUT SHEET | Y5 | TRUE | ft2à
Range | USER INPUT SHEET | AD5 | TRUE | ft à
Range | USER INPUT SHEET | A7 |  | Step
Range | USER INPUT SHEET | B7 | TRUE | Import project data from HOT2000 (If no HOT2000 file, skip to Step 2)
Range | USER INPUT SHEET | N7 |  | Energy Consumption
Range | USER INPUT SHEET | P7 |  | Energy Generation
Range | USER INPUT SHEET | Q7 |  | Base Load
Range | USER INPUT SHEET | S7 |  | Notes on Energy Consumption
Shape | USER INPUT SHEET | Rounded Rectangle 1¦¦Rectangle: Rounded Corners 1 |  | Press Here to import HOT2000 Data
Shape | USER INPUT SHEET | Rounded Rectangle 16¦¦Rectangle: Rounded Corners 16 |  | Clear All (User Input and all Assembly Tabs)
Shape | USER INPUT SHEET | Rounded Rectangle 15¦¦Rectangle: Rounded Corners 15 |  | Clear This Sheet Only (User Input)
Range | USER INPUT SHEET | N8 |  | Elec. kWh/yr
Range | USER INPUT SHEET | O8 | TRUE | N. Gas m3/yr
Range | USER INPUT SHEET | P8 |  | Elec. kWh/yr
Range | USER INPUT SHEET | Q8 |  | Elec. kWh/yr
Range | USER INPUT SHEET | S8 | TRUE | Electricity generated on-site has already been subtracted from the total energy consumption in cell M9.
-
Range | _USER INPUT SHEET | P10 | TRUE | Note: kg/m2 comes from total kg divided by habitable floor area
Range | USER INPUT SHEET | N11 |  | Propane L/yr
Range | USER INPUT SHEET | O11 |  | Oil L/yr
Range | USER INPUT SHEET | P11 |  | Wood kg/yr
Range | USER INPUT SHEET | S11 | TRUE | Energy consumption reflects values from HOT2000, users should manually update values if using a different modeling software.
-
-
Range | USER INPUT SHEET | N13 |  | To override energy GHG intensities, use the Energy GHG tab.
Range | USER INPUT SHEET | A14 |  | Step
Range | USER INPUT SHEET | B14 | TRUE | Confirm or enter project information
Range | USER INPUT SHEET | N14 |  | Operational Emissions
Range | USER INPUT SHEET | S14 |  | When considering different scenarios, users should ensure that thermal resistances of assemblies are consistent, as these will determine the energy consumption of the home. Where these change, users should also revise the energy model and update the energy consumption values.
-
-
-
Range | USER INPUT SHEET | B15 |  | Address:
Range | USER INPUT SHEET | F15 |  | Province:
Range | USER INPUT SHEET | N15 | TRUE | tonnes CO2e / yr
Range | USER INPUT SHEET | O15 | TRUE | t CO2e / 30 yrs
Range | USER INPUT SHEET | B16 |  | City:
Range | USER INPUT SHEET | F16 |  | Postal code:
Range | USER INPUT SHEET | B17 |  | Building Type:
Range | USER INPUT SHEET | F17 |  | Evaluation date:
Range | USER INPUT SHEET | P15 |  | Exclude Base Load for NBC:
Range | _USER INPUT SHEET | P17 |  | No
Range | USER INPUT SHEET | B18 |  | Storeys:
Range | USER INPUT SHEET | F18 |  | File ID:
Range | USER INPUT SHEET | N18 |  | Material Emissions
Range | USER INPUT SHEET | B19 |  | Year Built:
Range | USER INPUT SHEET | F19 |  | File name:
Range | USER INPUT SHEET | N19 | TRUE | tonnes CO2e
-
Range | USER INPUT SHEET | O19 | TRUE | kg CO2e / m2
-
Range | USER INPUT SHEET | B20 | TRUE | Heated Floor Area (above grade, m2):
Range | USER INPUT SHEET | B21 | TRUE | Heated Floor Area (below grade, m2):
Range | USER INPUT SHEET | B22 |  | Heating Degree Days:
Range | USER INPUT SHEET | B23 |  | Number of Bedrooms:
Range | USER INPUT SHEET | A25 |  | Step
Range | USER INPUT SHEET | C25 | TRUE | Confirm or enter project dimensions
Range | USER INPUT SHEET | F25 | TRUE | HOT2000 values are imported to the BLUE cells below. If no HOT2000 file imported, then enter values into the BLUE cells.
Range | USER INPUT SHEET | N25 | TRUE | For all YELLOW cells below, manually enter all relevant values. Exclude any garage quantities.
Range | USER INPUT SHEET | Q25 |  | YOUR DATA
Range | USER INPUT SHEET | B26 |  | COMPONENT
Range | USER INPUT SHEET | D26 |  | AREA/ VOLUME
Range | USER INPUT SHEET | E26 |  | UNIT
Range | USER INPUT SHEET | G26 |  | APPLICATION OF INPUT VALUE
Range | USER INPUT SHEET | N26 |  | DESCRIPTION OF REQUIRED UNITS
Range | USER INPUT SHEET | B28 |  | FOOTINGS, PADS & PIERS
Range | USER INPUT SHEET | B30 |  | FOUNDATION WALL AREA
Range | USER INPUT SHEET | B31 |  | FOUNDATION SLAB/FLOOR AREA
Range | USER INPUT SHEET | B32 |  | EXTERIOR WALL AREA
Range | USER INPUT SHEET | B33 |  | WINDOW AREA
Range | USER INPUT SHEET | B34 |  | INTERIOR WALL AREA
Range | USER INPUT SHEET | B35 |  | FRAMED FLOOR AREA
Range | USER INPUT SHEET | B36 | TRUE | CEILING AREA
Range | USER INPUT SHEET | B37 |  | ROOFING AREA
Range | USER INPUT SHEET | B38 |  | ROOF INSULATION AREA
Range | USER INPUT SHEET | B39 |  | HEAVY TIMBER ELEMENTS
Range | USER INPUT SHEET | B40 |  | PARTY WALL AREA
Range | USER INPUT SHEET | G28 |  | Footing Length
Range | USER INPUT SHEET | I28 |  | Footing Depth
Range | USER INPUT SHEET | K28 |  | Footing Width
Range | USER INPUT SHEET | G30 |  | Foundation wall, exterior continuous insulation, interior framing, interior insulation, interior wall finish
Range | USER INPUT SHEET | G31 |  | Slab, aggregate base, sub-slab insulation, basement flooring
Range | USER INPUT SHEET | G32 |  | Framing, insulation, sheathing, exterior cladding, interior cladding of exterior walls only
Range | USER INPUT SHEET | G33 |  | Windows
Range | USER INPUT SHEET | G34 |  | Framing, insulation and interior cladding of interior walls
Range | USER INPUT SHEET | G35 |  | Floor framing, subfloor, floor insulation, flooring
Range | USER INPUT SHEET | G36 |  | Ceiling cladding/coverings
Range | USER INPUT SHEET | G37 |  | Roof framing, decking, roofing, and insulation parallel to roof deck
Range | USER INPUT SHEET | G38 |  | Roof insulation parallel to ceiling
Range | USER INPUT SHEET | G39 |  | Heavy timber framing members (e.g. posts and beams)
Range | USER INPUT SHEET | G40 |  | Party wall framing, insulation, sheathing, interior cladding.
Range | USER INPUT SHEET | N28 |  | Total cubic metres of all footings, piers and posts
Range | USER INPUT SHEET | N30 |  | Total wall area (exclude windows and doors)
Range | USER INPUT SHEET | N31 |  | Square metres
Range | USER INPUT SHEET | N32 |  | Total exterior wall area (include gable ends; exclude window & door openings). Exclude all garage wall, garage partition wall and party wall areas
Range | USER INPUT SHEET | N33 |  | Square metres (include full area of glazing units)
Range | USER INPUT SHEET | N34 |  | Square metres (one side only) of all interior walls. Quantity will be doubled for cladding materials
Range | USER INPUT SHEET | N35 |  | Square metres (includes all levels, excludes basement slab, stairs and other openings)
Range | USER INPUT SHEET | N36 |  | Square metres (all levels; include basement ceiling if applicable)
Range | USER INPUT SHEET | N37 |  | Square metres (Include sloped and flat roofs; exclude overhangs and gable ends)
Range | USER INPUT SHEET | N38 |  | Square metres of insulation in the roof cavity. Typically this is equal to the attic floor or top floor ceiling area.
Range | USER INPUT SHEET | N39 |  | Cubic metres of total wood volume in posts & beams. (Heavy steel members input in Structural Elements tab)
Range | USER INPUT SHEET | N40 |  | Square meters of wall area that partitions one dwelling from another. Used for row housing units, apartment units, etc.
Range | USER INPUT SHEET | R37 |  | HEAVY TIMBER BEAM VOLUME CALCULATOR
Range | USER INPUT SHEET | R38 |  | Beam Length (M)
Range | USER INPUT SHEET | T38 |  | Beam Depth (mm)
Range | USER INPUT SHEET | V38 |  | Beam Width (mm)
Range | USER INPUT SHEET | X38 |  | Beam Volume (m3)
Range | USER INPUT SHEET | B42 | TRUE | If this building includes a GARAGE, click the PLUS symbol on the left to expand the Garage section.
Range | USER INPUT SHEET | B43 |  | GARAGE
Range | USER INPUT SHEET | B44 | TRUE | Enter garage measurements in the YELLOW cells below.
Range | USER INPUT SHEET | B45 |  | COMPONENT
Range | USER INPUT SHEET | D45 |  | QUANTITY
Range | USER INPUT SHEET | E45 |  | UNIT
Range | USER INPUT SHEET | G45 |  | APPLICATION OF INPUT VALUE
Range | USER INPUT SHEET | N45 |  | DESCRIPTION OF REQUIRED UNITS
Range | USER INPUT SHEET | B47 |  | ATTACHED GARAGE WALL AREA
Range | USER INPUT SHEET | B48 |  | GARAGE FOOTINGS & PADS
Range | USER INPUT SHEET | B50 |  | GARAGE FOUNDATION WALL AREA
Range | USER INPUT SHEET | B51 |  | GARAGE SLAB/FLOOR AREA
Range | USER INPUT SHEET | B52 |  | GARAGE EXTERIOR WALL AREA
Range | USER INPUT SHEET | B53 |  | GARAGE WINDOW AREA
Range | USER INPUT SHEET | B54 |  | GARAGE FINISHED CEILING AREA
Range | USER INPUT SHEET | B55 |  | GARAGE ROOFING AREA
Range | USER INPUT SHEET | B56 |  | GARAGE HEAVY TIMBERS
Range | USER INPUT SHEET | G47 | TRUE | Exterior wall framing, interior wall cladding, partition wall insulation (hover cursor for details)
Range | USER INPUT SHEET | G48 |  | Footing Length
Range | USER INPUT SHEET | I48 |  | Footing Depth
Range | USER INPUT SHEET | K48 |  | Footing Width
Range | USER INPUT SHEET | G50 |  | Garage foundation wall, interior framing, interior wall finish
Range | USER INPUT SHEET | G51 |  | Slab, aggregate base
Range | USER INPUT SHEET | G52 |  | Framing, sheathing, exterior cladding, interior cladding
Range | USER INPUT SHEET | G53 |  | Windows
Range | USER INPUT SHEET | G54 |  | Ceiling cladding/coverings
Range | USER INPUT SHEET | G55 | TRUE | Roof framing, decking, roofing. HOT2000 users: see Note (hover cursor)
Range | USER INPUT SHEET | G56 |  | Heavy timber framing members (e.g. posts and beams)
Range | USER INPUT SHEET | N47 |  | Area of wall that attaches the garage to the building (excludes openings and exterior garage walls). If the garage is detached, leave this cell blank.
Range | USER INPUT SHEET | N48 |  | Cubic metres. Only include volume additional to main building footings, pads and piers
Range | USER INPUT SHEET | N50 |  | Square metres (exclude windows and doors). Only include foundation area additional to main building foundation
Range | USER INPUT SHEET | N51 |  | Square metres
Range | USER INPUT SHEET | N52 | TRUE | Exterior garage wall area (include gable area, exclude window & door openings) Exclude attached wall area
Range | USER INPUT SHEET | N53 |  | Square metres (full area of glazing units)
Range | USER INPUT SHEET | N54 |  | Square metres (all levels)
Range | USER INPUT SHEET | N55 |  | Square metres (Includes sloped and flat roofs; excludes overhangs)
Range | USER INPUT SHEET | N56 |  | Cubic metres of total wood volume in posts & beams. (Heavy steel members input in Structural Elements tab)
Range | USER INPUT SHEET | A59 |  | Step
Range | USER INPUT SHEET | C59 | TRUE | Define all building assemblies in the following building section tabs.
Range | USER INPUT SHEET | A62 |  | Step
Range | USER INPUT SHEET | C62 | TRUE | Review the selected materials in the REVIEW tab.
Range | USER INPUT SHEET | A65 |  | Step
Range | USER INPUT SHEET | C65 | TRUE | View the carbon emissions report in the RESULTS tabs.
Range | USER INPUT SHEET | C68 | TRUE | Helpful Notes: - See the Glossary tab for descriptions of unfamiliar terms or acronyms. - Use the User-Defined tab for any materials you wish to add but that could not be included in the section tabs. - To jump to a tab, right-click the arrows in the lower left corner and select the tab. - All framing spacing is 24 inches on centre by default, even when Framing Spacing value is blank
Range | Footings & Slabs | A1 |  | SECTION 1 ➜ COMPONENT MATERIALS FOR
Range | Footings & Slabs | D1 |  | FOUNDATION - FOOTINGS & SLABS
Range | Footings & Slabs | A2 | TRUE | INSTRUCTIONS: (double-click) The NET kgCO2e EMISSIONS column (Col. I) shows the global warming potential (GWP) of each material based on the information provided. You must specify the R-VALUE, THICKNESS, FRAMING SPACING or any other required information in areas highlighted in YELLOW. Enter "1" in the SELECT column (Col. H) to add each material to your building. The net carbon emissions for the selected material will be highlighted in ORANGE. Use the percentage values cell (Col. G) if necessary to adjust the material quantity present in the building. The carbon footprint of each selection will be added to the section SUBTOTAL (top of Col. M) for this page, and for summary reporting.
Range | Footings & Slabs | A3 |  | CATEGORY
Range | Footings & Slabs | C3 |  | MATERIAL
Range | Footings & Slabs | D3 |  | QUANTITY
Range | Footings & Slabs | H3 |  | SELECT
Range | _Footings & Slabs | I3 | TRUE | NET kgCO2e EMISSIONS
-
Range | _Footings & Slabs | J3 | TRUE | SELECTED MATERIAL kgCO2e CONTENT
-
Range | Footings & Slabs | K3 | TRUE | kgCO2e EMISSIONS
-
Range | Footings & Slabs | L3 | TRUE | kgCO2 STORAGE
-
Range | Footings & Slabs | M3 | TRUE | Note
-
Range | _Footings & Slabs | N3 | TRUE | Include Long Cycle
-
Range | Footings & Slabs | O3 | TRUE | kgCO2e EMISSIONS SUBTOTAL FOR FOUNDATION FOOTINGS & SLAB
Range | Footings & Slabs | P3 | TRUE | kgCO2e STORAGE SUBTOTAL FOR FOUNDATION FOOTINGS & SLAB
Range | Footings & Slabs | A5 |  | CRUSHED STONE BASE
Range | Footings & Slabs | D5 |  | THICKNESS:
Range | Footings & Slabs | B6 |  | AGGREGATE
Range | Footings & Slabs | A7 |  | If you do not know the specific carbon footprint of your aggregate, chose the "AVERAGE" value
Range | Footings & Slabs | A8 |  | FOOTINGS, PIERS & PADS
Range | Footings & Slabs | B9 |  | CONCRETE – 25 MPa or less
Range | Footings & Slabs | A10 |  | Concrete mix specification makes a big difference in carbon footprint. The mix specifications here can be used to discuss low-carbon mix options with your supplier.
Range | Footings & Slabs | B17 |  | CONCRETE – 26-30 MPa
Range | Footings & Slabs | A18 |  | Concrete mix specification makes a big difference in carbon footprint. The mix specifications here can be used to discuss low-carbon mix options with your supplier.
Range | Footings & Slabs | B25 |  | CONCRETE – 31-35 MPa
Range | Footings & Slabs | A26 |  | Concrete mix specification makes a big difference in carbon footprint. The mix specifications here can be used to discuss low-carbon mix options with your supplier.
Range | Footings & Slabs | A33 |  | REBAR
Range | Footings & Slabs | D33 |  | CUSTOM LENGTH
Range | Footings & Slabs | B34 |  | CONCRETE REINFORCING BAR
Range | Footings & Slabs | A35 |  | Specify an overall rebar length.
Range | Footings & Slabs | A40 |  | STEEL REINFORCING MESH
Range | Footings & Slabs | D40 |  | CUSTOM AREA:
Range | Footings & Slabs | B41 |  | WELDED WIRE MESH
Range | Footings & Slabs | A44 |  | HELICAL PIERS
Range | Footings & Slabs | D44 |  | TOTAL LENGTH OF ALL PIERS:
Range | Footings & Slabs | B45 |  | HELICAL PIERS
Range | Footings & Slabs | A46 |  | Specify the total length of all piers. Use % to adjust for different sized piers
Range | Footings & Slabs | A47 |  | CONCRETE SLAB FLOOR(S)
Range | Footings & Slabs | D47 |  | THICKNESS:
Range | Footings & Slabs | B48 |  | CONCRETE – 25 MPa or less
Range | Footings & Slabs | A49 |  | Concrete mix specification makes a big difference in carbon footprint. The mix specifications here can be used to discuss low-carbon mix options with your supplier.
Range | Footings & Slabs | B56 |  | CONCRETE – 26-30 MPa
Range | Footings & Slabs | A57 |  | Concrete mix specification makes a big difference in carbon footprint. The mix specifications here can be used to discuss low-carbon mix options with your supplier.
Range | Footings & Slabs | B64 |  | CONCRETE – 31-35 MPa
Range | Footings & Slabs | A65 |  | Concrete mix specification makes a big difference in carbon footprint. The mix specifications here can be used to discuss low-carbon mix options with your supplier.
Range | Footings & Slabs | A72 |  | OTHER SLAB FLOOR(S)
Range | Footings & Slabs | B73 |  | EARTHEN FLOOR
Range | Footings & Slabs | A75 |  | SUB-SLAB INSULATION
Range | Footings & Slabs | B76 |  | EPS FOAM BOARD
Range | Footings & Slabs | C77 |  | EPS foam board - AVERAGE
Range | Footings & Slabs | B86 |  | XPS FOAM BOARD
Range | Footings & Slabs | C87 |  | XPS foam board - AVERAGE
Range | Footings & Slabs | B91 |  | MINERAL WOOL BOARD
Range | Footings & Slabs | C92 |  | Mineral wool board - AVERAGE
Range | Footings & Slabs | B97 |  | FOAMGLASS AGGREGATE
Range | _Footings & Slabs | C102 |  | Foam glass aggregate - AVERAGE
Range | Footings & Slabs | B99 |  | FOAMGLASS BOARD
Range | Footings & Slabs | C100 |  | Foam glass board - AVERAGE
Range | Footings & Slabs | B105 |  | CORK BOARD
Range | Footings & Slabs | A107 |  | BARRIERS AND MEMBRANES
Range | Footings & Slabs | B108 |  | SHEET BARRIER
Range | Footings & Slabs | B111 |  | LIQUID APPLIED BARRIER
Range | Footings & Slabs | A113 |  | BASEMENT FLOORING
Range | Footings & Slabs | B114 |  | HARDWOOD FLOORING
Range | Footings & Slabs | C115 |  | Hardwood flooring - AVERAGE
Range | Footings & Slabs | B119 |  | LINOLEUM FLOORING
Range | Footings & Slabs | C121 |  | Linoleum flooring - AVERAGE 2.5 mm
Range | Footings & Slabs | C125 |  | Linoleum flooring - AVERAGE 4 mm
Range | Footings & Slabs | B128 |  | TILE FLOORING
Range | _Footings & Slabs | C135 |  | Tile flooring - AVERAGE
Range | Footings & Slabs | B130 |  | VINYL FLOORING
Range | _Footings & Slabs | C141 |  | Vinyl flooring - AVERAGE
Range | Footings & Slabs | B132 |  | LAMINATE FLOORING
Range | Footings & Slabs | C133 |  | Laminate flooring - AVERAGE
Range | Footings & Slabs | B139 |  | CORK FLOORING
Range | Footings & Slabs | B141 |  | CARPET
Range | _Footings & Slabs | B158 |  | FLOORING - VARIOUS
Range | Foundation Walls | A1 |  | SECTION 2 ➜ COMPONENT MATERIALS FOR
Range | Foundation Walls | D1 |  | FOUNDATION - WALLS
Range | Foundation Walls | A2 | TRUE | INSTRUCTIONS: (double-click) The NET kgCO2e EMISSIONS column (Col. I) shows the global warming potential (GWP) of each material based on the information provided. You must specify the R-VALUE, THICKNESS, FRAMING SPACING or any other required information in areas highlighted in YELLOW. Enter "1" in the SELECT column (Col. H) to add each material to your building. The net carbon emissions for the selected material will be highlighted in ORANGE. Use the percentage values cell (Col. G) if necessary to adjust the material quantity present in the building. The carbon footprint of each selection will be added to the section SUBTOTAL (top of Col. M) for this page, and for summary reporting.
Range | Foundation Walls | A3 |  | CATEGORY
Range | Foundation Walls | C3 |  | MATERIAL
Range | Foundation Walls | D3 |  | QUANTITY
Range | Foundation Walls | H3 |  | SELECT
Range | _Foundation Walls | I3 | TRUE | NET kgCO2e EMISSIONS
-
Range | _Foundation Walls | J3 | TRUE | SELECTED MATERIAL kgCO2e CONTENT
-
Range | Foundation Walls | K3 | TRUE | kgCO2e EMISSIONS
-
Range | Foundation Walls | L3 | TRUE | kgCO2 STORAGE
-
Range | Foundation Walls | M3 | TRUE | Note
-
Range | _Foundation Walls | N3 | TRUE | Include Long Cycle
-
Range | Foundation Walls | O3 | TRUE | kgCO2e EMISSIONS SUBTOTAL FOR FOUNDATION WALLS
Range | Foundation Walls | P3 | TRUE | kgCO2e STORAGE SUBTOTAL FOR FOUNDATION WALLS
Range | Foundation Walls | A5 |  | CONCRETE WALLS
Range | Foundation Walls | D5 |  | THICKNESS:
Range | Foundation Walls | B6 |  | CONCRETE – 25 MPa or less
Range | Foundation Walls | A7 |  | Concrete mix specification makes a big difference in carbon footprint. The mix specifications here can be used to discuss low-carbon mix options with your supplier.
Range | Foundation Walls | B14 |  | CONCRETE – 26-30 MPa
Range | Foundation Walls | A15 |  | Concrete mix specification makes a big difference in carbon footprint. The mix specifications here can be used to discuss low-carbon mix options with your supplier.
Range | Foundation Walls | B22 |  | CONCRETE – 31-35 MPa
Range | Foundation Walls | A23 |  | Concrete mix specification makes a big difference in carbon footprint. The mix specifications here can be used to discuss low-carbon mix options with your supplier.
Range | Foundation Walls | A30 |  | REBAR
Range | Foundation Walls | D30 |  | CUSTOM LENGTH
Range | Foundation Walls | B31 |  | CONCRETE REINFORCING BAR
Range | Foundation Walls | A32 |  | Specify an overall rebar length.
Range | Foundation Walls | A37 |  | MASONRY UNIT WALLS
Range | Foundation Walls | B38 |  | CONCRETE MASONRY UNITS
Range | Foundation Walls | A39 |  | If concrete grout and/or fill are being used for the CMU wall, be sure to add the volume of concrete separately.
Range | Foundation Walls | C39 |  | CMU Walls 8" Hollow, No Grout - AVERAGE
Range | Foundation Walls | A46 |  | TREATED WOOD FOUNDATION
Range | Foundation Walls | A48 |  | CONTINUOUS INSULATION (Exterior and/or Interior)
Range | Foundation Walls | B49 |  | EPS FOAM
Range | Foundation Walls | C50 |  | EPS foam board - AVERAGE
Range | Foundation Walls | B59 |  | POLYISOCYANURATE FOAM BOARD
Range | Foundation Walls | C60 |  | Polyisocyanurate - AVERAGE
Range | Foundation Walls | B64 |  | XPS FOAM
Range | Foundation Walls | C65 |  | XPS foam board - AVERAGE
Range | Foundation Walls | B69 |  | MINERAL WOOL BOARD
Range | Foundation Walls | C70 |  | Mineral wool board - light density – AVERAGE
Range | Foundation Walls | B79 |  | WOOD FIBER BOARD
Range | Foundation Walls | C80 |  | Wood fiber board - AVERAGE
Range | Foundation Walls | B83 |  | CORK BOARD
Range | Foundation Walls | B85 |  | SPRAY FOAM - CLOSED CELL
Range | Foundation Walls | B88 |  | FIBERGLASS BOARD
Range | Foundation Walls | A90 |  | INSULATED CONCRETE FORMS (ICF) - EPS FOAM
Range | Foundation Walls | A91 |  | Step 1: Select ICF size
Range | Foundation Walls | B92 |  | CONCRETE – 25 MPa or less
Range | Foundation Walls | A93 |  | Step 2: Select concrete fill option.
Range | Foundation Walls | B100 |  | CONCRETE – 26-30 MPa
Range | Foundation Walls | A101 |  | Concrete mix specification makes a big difference in carbon footprint. The mix specifications here can be used to discuss low-carbon mix options with your supplier.
Range | Foundation Walls | B108 |  | CONCRETE – 31-35 MPa
Range | Foundation Walls | A109 |  | Concrete mix specification makes a big difference in carbon footprint. The mix specifications here can be used to discuss low-carbon mix options with your supplier.
Range | Foundation Walls | A116 |  | INSULATED CONCRETE FORMS (ICF) - WOOD CHIP/CEMENT
Range | Foundation Walls | A117 |  | Step 1: Select ICF size
Range | Foundation Walls | B121 |  | CONCRETE – 25 MPa or less
Range | Foundation Walls | A122 | TRUE | Step 2: Select concrete fill option for the ICF wall system. The quantity of concrete fill adapts to the form size selected.
-
-
-
-
-
-
Range | Foundation Walls | B129 |  | CONCRETE – 26-30 MPa
Range | Foundation Walls | A130 |  | Concrete mix specification makes a big difference in carbon footprint. The mix specifications here can be used to discuss low-carbon mix options with your supplier.
Range | Foundation Walls | B137 |  | CONCRETE – 31-35 MPa
Range | Foundation Walls | A138 |  | Concrete mix specification makes a big difference in carbon footprint. The mix specifications here can be used to discuss low-carbon mix options with your supplier.
Range | Foundation Walls | A145 |  | INTERIOR FRAMING - WOOD
Range | Foundation Walls | D145 |  | FRAMING SPACING:
Range | _Foundation Walls | B149 |  | WOOD FRAME CONSTRUCTION
Range | _Foundation Walls | B153 |  | Double 2x4
Range | Foundation Walls | B146 |  | 2x4 WOOD FRAME CONSTRUCTION
Range | Foundation Walls | B153 |  | 2x6 WOOD FRAME CONSTRUCTION
Range | Foundation Walls | B160 |  | 2x8 WOOD FRAME CONSTRUCTION
Range | Foundation Walls | B167 |  | Double 2x4 WOOD FRAME CONSTRUCTION
Range | Foundation Walls | A174 |  | INTERIOR FRAMING - STEEL
Range | Foundation Walls | D174 |  | FRAMING SPACING:
Range | Foundation Walls | B175 |  | STEEL FRAMING, 2x4
Range | Foundation Walls | A176 |  | Use % to adjust if heavier gauge steel studs will be used. Framing factor based on 10' wall.
Range | _Foundation Walls | C156 |  | Steel Framing - AVERAGE
Range | Foundation Walls | A177 |  | CAVITY INSULATION
Range | Foundation Walls | B178 |  | SPRAY FOAM - CLOSED CELL
Range | Foundation Walls | B181 |  | FIBERGLASS BATT
Range | Foundation Walls | C182 |  | Fiberglass batt - Foundation Wall Insulation - AVERAGE
Range | Foundation Walls | B186 |  | CELLULOSE INSULATION
Range | Foundation Walls | C187 |  | Cellulose - Foundation Wall Insulation - AVERAGE
Range | Foundation Walls | B191 |  | MINERAL WOOL BATT
Range | Foundation Walls | C192 |  | Mineral wool batt - Foundation Wall Insulation - AVERAGE
Range | Foundation Walls | B199 |  | WOOD FIBER BATT
Range | _Foundation Walls | C183 |  | Wood fiber batt - Foundation Wall Insulation - AVERAGE
Range | Foundation Walls | B201 |  | FIBERGLASS BLOWN-IN
Range | Foundation Walls | C202 |  | Fiberglass loose fill - AVERAGE
Range | Foundation Walls | B207 |  | OTHER NATURAL FIBER INSULATIONS
Range | Foundation Walls | B211 |  | HEMPCRETE INSULATION
Range | Foundation Walls | C212 |  | Hempcrete - Foundation Wall Insulation - AVERAGE
Range | _Foundation Walls | B204 |  | HIGH R-VALUE INSULATION
Range | Foundation Walls | A220 |  | BARRIERS AND MEMBRANES
Range | Foundation Walls | B221 |  | SHEET BARRIER
Range | Foundation Walls | C222 |  | Sheet barrier - AVERAGE
Range | Foundation Walls | B234 |  | LIQUID APPLIED BARRIER
Range | Foundation Walls | C235 |  | Liquid applied barrier - AVERAGE
Range | Foundation Walls | B240 |  | SELF-ADHERED BARRIER
Range | Foundation Walls | C241 |  | Self-adhered barrier - AVERAGE
Range | Foundation Walls | A244 |  | INTERIOR WALL CLADDING
Range | Foundation Walls | B245 |  | DRYWALL 1/2"
Range | Foundation Walls | C246 |  | Drywall 1/2" - AVERAGE
Range | Foundation Walls | B249 |  | DRYWALL 5/8"
Range | Foundation Walls | C250 |  | Drywall 5/8" - AVERAGE
Range | Foundation Walls | B254 |  | OTHER CLADDING MATERIALS
Range | Structural Elements | A1 |  | SECTION 3 ➜ COMPONENT MATERIALS FOR
Range | Structural Elements | D1 |  | STRUCTURAL ELEMENTS
Range | Structural Elements | A2 | TRUE | INSTRUCTIONS: (double-click) The NET kgCO2e EMISSIONS column (Col. I) shows the global warming potential (GWP) of each material based on the information provided. You must specify the R-VALUE, THICKNESS, FRAMING SPACING or any other required information in areas highlighted in YELLOW. Enter "1" in the SELECT column (Col. H) to add each material to your building. The net carbon emissions for the selected material will be highlighted in ORANGE. Use the percentage values cell (Col. G) if necessary to adjust the material quantity present in the building. The carbon footprint of each selection will be added to the section SUBTOTAL (top of Col. M) for this page, and for summary reporting.
Range | Structural Elements | A3 |  | CATEGORY
Range | Structural Elements | C3 |  | MATERIAL
Range | Structural Elements | D3 |  | QUANTITY
Range | Structural Elements | H3 |  | SELECT
Range | _Structural Elements | I3 | TRUE | NET kgCO2e EMISSIONS
-
Range | _Structural Elements | J3 | TRUE | SELECTED MATERIAL kgCO2e CONTENT
-
Range | Structural Elements | K3 | TRUE | kgCO2e EMISSIONS
-
Range | Structural Elements | L3 | TRUE | kgCO2 STORAGE
-
Range | Structural Elements | M3 | TRUE | Note
-
Range | _Structural Elements | N3 | TRUE | Include Long Cycle
-
Range | Structural Elements | O3 | TRUE | kgCO2e EMISSIONS SUBTOTAL FOR HEAVY STRUCTURE ELEMENTS
Range | Structural Elements | P3 | TRUE | kgCO2e STORAGE SUBTOTAL FOR HEAVY STRUCTURE ELEMENTS
Range | Structural Elements | A5 |  | HEAVY TIMBER FRAMING
Range | Structural Elements | B6 |  | MASS TIMBER
Range | Structural Elements | A7 |  | Use % function if multiple types of mass timber will be used.
Range | Structural Elements | C7 |  | Heavy Timber Framing - AVERAGE
Range | Structural Elements | A26 |  | HEAVY STEEL COMPONENTS
Range | Structural Elements | B27 |  | STEEL POSTS & BEAMS
Range | _Structural Elements | A16 | Ignore this row, which is removed from the new version of the file | Select beam section from drop-down menu and input linear metres for each component type, as values do not come from User Input Sheet.
Range | _Structural Elements | C16 | Ignore this row, which is removed from the new version of the file | Steel Beam W Section – AVERAGE
Range | Structural Elements | A28 |  | Choose steel beam section menu and input linear metres for each component type, as values do not come from User Input Sheet.
Range | Ext. Walls | A1 |  | SECTION 4 ➜ COMPONENT MATERIALS FOR
Range | Ext. Walls | D1 |  | EXTERIOR WALLS
Range | Ext. Walls | A2 | TRUE | INSTRUCTIONS: (double-click) The NET kgCO2e EMISSIONS column (Col. I) shows the global warming potential (GWP) of each material based on the information provided. You must specify the R-VALUE, THICKNESS, FRAMING SPACING or any other required information in areas highlighted in YELLOW. Enter "1" in the SELECT column (Col. H) to add each material to your building. The net carbon emissions for the selected material will be highlighted in ORANGE. Use the percentage values cell (Col. G) if necessary to adjust the material quantity present in the building. The carbon footprint of each selection will be added to the section SUBTOTAL (top of Col. M) for this page, and for summary reporting.
Range | Ext. Walls | A3 |  | CATEGORY
Range | Ext. Walls | C3 |  | MATERIAL
Range | Ext. Walls | D3 |  | QUANTITY
Range | Ext. Walls | H3 |  | SELECT
Range | _Ext. Walls | I3 | TRUE | NET kgCO2e EMISSIONS
-
Range | _Ext. Walls | J3 | TRUE | SELECTED MATERIAL kgCO2e CONTENT
-
Range | Ext. Walls | K3 | TRUE | kgCO2e EMISSIONS
-
Range | Ext. Walls | L3 | TRUE | kgCO2 STORAGE
-
Range | Ext. Walls | M3 | TRUE | Note
-
Range | _Ext. Walls | N3 | TRUE | Include Long Cycle
-
Range | Ext. Walls | O3 | TRUE | kgCO2e EMISSIONS SUBTOTAL FOR EXTERIOR WALLS
Range | Ext. Walls | P3 | TRUE | kgCO2e STORAGE SUBTOTAL FOR EXTERIOR WALLS
Range | Ext. Walls | A5 |  | WOOD FRAME WALLS
Range | Ext. Walls | D5 |  | FRAMING SPACING:
Range | Ext. Walls | F5 |  | in. o/c
Range | _Ext. Walls | B6 |  | WOOD FRAME CONSTRUCTION
Range | _Ext. Walls | B10 |  | Double 2x4
Range | Ext. Walls | B6 |  | 2x4 WOOD FRAME CONSTRUCTION
Range | Ext. Walls | B13 |  | 2x6 WOOD FRAME CONSTRUCTION
Range | Ext. Walls | B20 |  | 2x8 WOOD FRAME CONSTRUCTION
Range | Ext. Walls | B27 |  | Double 2x4 WOOD FRAME CONSTRUCTION
Range | Ext. Walls | A34 |  | STEEL FRAME WALLS
Range | Ext. Walls | D34 |  | FRAMING SPACING:
Range | Ext. Walls | F34 |  | in. o/c
Range | Ext. Walls | B35 |  | STEEL FRAMING, 2x6
Range | Ext. Walls | A36 |  | Use % function to adjust for other gauges of steel studs based on steel mass per unit length ratio.
Range | Ext. Walls | C36 |  | Steel Framing - Load bearing - AVERAGE
Range | Ext. Walls | A40 |  | WOOD I-BEAM (TJI) FRAMING
Range | Ext. Walls | D40 |  | FRAMING SPACING:
Range | Ext. Walls | F40 |  | in. o/c
Range | Ext. Walls | A41 |  | Does not include any other framing members. To include these, use Wood Frame Construction section above to enter % of wall that is lumber.
Range | Ext. Walls | A43 |  | CROSS LAMINATED TIMBER WALLS - 3-1/2" (90mm)
Range | Ext. Walls | B44 |  | CROSS LAMINATED TIMBER
Range | Ext. Walls | C45 |  | Cross Laminated Timber - AVERAGE
Range | Ext. Walls | A46 |  | Use % function to adjust for other thicknesses of CLT panel.
Range | Ext. Walls | A48 |  | CONCRETE MASONRY UNIT WALLS
Range | Ext. Walls | B49 |  | CMU 8" – HOLLOW, NO GROUT
Range | Ext. Walls | C50 |  | CMU 8" – hollow, no grout - AVERAGE
Range | Ext. Walls | A51 |  | Use % function to adjust for other thicknesses of CMU. If filled, enter fill volume in CONCRETE FILL for CMU WALLS below
Range | Ext. Walls | A57 |  | CONCRETE FILL for CMU WALLS
Range | Ext. Walls | D57 |  | CONCRETE VOLUME
Range | Ext. Walls | B58 |  | CONCRETE – 25 MPa or less
Range | Ext. Walls | A59 |  | Calculate the total concrete fill volume required for the CMU Wall area entered above.
Range | Ext. Walls | B66 |  | CONCRETE – 26-30 MPa
Range | Ext. Walls | A67 |  | Calculate the total concrete fill volume required for the CMU Wall area entered above.
Range | Ext. Walls | A74 |  | STRUCTURAL SHEATHING
Range | Ext. Walls | B75 |  | ORIENTED STRAND BOARD
Range | Ext. Walls | B84 |  | OSB SHEATHING & BARRIER SYSTEM
Range | Ext. Walls | B89 |  | PLYWOOD
Range | Ext. Walls | B99 |  | GYPSUM STRUCTURAL SHEATHING
Range | Ext. Walls | B106 |  | CEMENT BOARD
Range | Ext. Walls | A109 |  | BARRIERS AND MEMBRANES
Range | Ext. Walls | B110 |  | SHEET BARRIER PERMEABLE
Range | Ext. Walls | C111 |  | Sheet barrier permeable - AVERAGE
Range | Ext. Walls | B118 |  | SHEET BARRIER MOISTURE-VARIABLE
Range | Ext. Walls | C119 |  | Sheet barrier moisture-variable - AVERAGE
Range | Ext. Walls | B124 |  | SHEET BARRIER NON-PERMEABLE
Range | Ext. Walls | C125 |  | Sheet barrier non-permeable - AVERAGE
Range | Ext. Walls | B133 |  | LIQUID APPLIED BARRIER
Range | Ext. Walls | C134 |  | Liquid applied barrier - AVERAGE
Range | Ext. Walls | B142 |  | SELF-ADHERED BARRIER
Range | Ext. Walls | C143 |  | Self-adhered barrier - AVERAGE
Range | Ext. Walls | A151 |  | CAVITY INSULATION
Range | Ext. Walls | B152 |  | FIBERGLASS BATT
Range | Ext. Walls | C153 |  | Fiberglass batt - AVERAGE
Range | Ext. Walls | B157 |  | FIBERGLASS BLOWN-IN
Range | Ext. Walls | C158 |  | Fiberglass loose fill - AVERAGE
Range | Ext. Walls | B163 |  | MINERAL WOOL BATT
Range | Ext. Walls | B170 |  | MINERAL WOOL LOOSE FILL
Range | Ext. Walls | B172 |  | CELLULOSE INSULATION
Range | Ext. Walls | C173 |  | Cellulose - AVERAGE
Range | Ext. Walls | B177 |  | WOOD FIBER BATT
Range | Ext. Walls | C178 |  | Wood fiber batt - AVERAGE
Range | Ext. Walls | B181 |  | OTHER NATURAL FIBER INSULATION
Range | Ext. Walls | B186 |  | SPRAY FOAM, CLOSED CELL
Range | Ext. Walls | B189 |  | SPRAY FOAM, OPEN CELL
Range | Ext. Walls | B191 |  | HEMPCRETE
Range | Ext. Walls | C192 |  | Hempcrete - AVERAGE
Range | Ext. Walls | A200 |  | CONTINUOUS INSULATION (EXT. or INT.)
Range | Ext. Walls | B201 |  | EPS FOAM BOARD
Range | Ext. Walls | C202 |  | EPS foam board - AVERAGE
Range | Ext. Walls | B211 |  | WOOD FIBER BOARD
Range | Ext. Walls | C212 |  | Wood fiber board - AVERAGE
Range | Ext. Walls | B222 |  | XPS FOAM BOARD
Range | Ext. Walls | C223 |  | XPS foam board - AVERAGE
Range | Ext. Walls | B227 |  | POLYISOCYANURATE FOAM BOARD
Range | Ext. Walls | C228 |  | Polyisocyanurate - AVERAGE
Range | Ext. Walls | B232 |  | MINERAL WOOL BOARD
Range | Ext. Walls | C233 |  | Mineral wool board - AVERAGE
Range | _Ext. Walls | C221 |  | Fiberglass board - AVERAGE
Range | Ext. Walls | B242 |  | FIBERGLASS BOARD
Range | Ext. Walls | B244 |  | CORK BOARD
Range | _Ext. Walls | C224 |  | Cork board - AVERAGE
Range | _Ext. Walls | A226 |  | HIGH R-VALUE INSULATIONS
Range | Ext. Wall Systems | A1 |  | SECTION 5 ➜ COMPONENT MATERIALS FOR
Range | Ext. Wall Systems | D1 |  | EXTERIOR WALL SYSTEMS
Range | Ext. Wall Systems | A2 | TRUE | INSTRUCTIONS: (double-click) The NET kgCO2e EMISSIONS column (Col. I) shows the global warming potential (GWP) of each material based on the information provided. You must specify the R-VALUE, THICKNESS, FRAMING SPACING or any other required information in areas highlighted in YELLOW. Enter "1" in the SELECT column (Col. H) to add each material to your building. The net carbon emissions for the selected material will be highlighted in ORANGE. Use the percentage values cell (Col. G) if necessary to adjust the material quantity present in the building. The carbon footprint of each selection will be added to the section SUBTOTAL (top of Col. M) for this page, and for summary reporting.
Range | Ext. Wall Systems | A3 |  | CATEGORY
Range | Ext. Wall Systems | C3 |  | MATERIAL
Range | Ext. Wall Systems | D3 |  | QUANTITY
Range | Ext. Wall Systems | H3 |  | SELECT
Range | _Ext. Wall Systems | I3 | TRUE | NET kgCO2e EMISSIONS
-
Range | _Ext. Wall Systems | J3 | TRUE | SELECTED MATERIAL kgCO2e CONTENT
-
Range | Ext. Wall Systems | K3 | TRUE | kgCO2e EMISSIONS
-
Range | Ext. Wall Systems | L3 | TRUE | kgCO2 STORAGE
-
Range | Ext. Wall Systems | M3 | TRUE | Note
-
Range | _Ext. Wall Systems | N3 | TRUE | Include Long Cycle
-
Range | Ext. Wall Systems | O3 | TRUE | kgCO2e EMISSIONS SUBTOTAL FOR EXTERIOR WALL SYSTEMS
Range | Ext. Wall Systems | P3 | TRUE | kgCO2e STORAGE SUBTOTAL FOR EXTERIOR WALL SYSTEMS
Range | Ext. Wall Systems | A5 |  | INSULATED CONCRETE FORMS (ICF) - EPS FOAM
Range | Ext. Wall Systems | A6 |  | Step 1: Select ICF size
Range | Ext. Wall Systems | B7 |  | CONCRETE – 25 MPa or less
Range | Ext. Wall Systems | A8 |  | Step 2: Select concrete fill option.
Range | Ext. Wall Systems | B15 |  | CONCRETE – 26-30 MPa
Range | Ext. Wall Systems | A16 |  | Concrete mix specification makes a big difference in carbon footprint. The mix specifications here can be used to discuss low-carbon mix options with your supplier.
Range | Ext. Wall Systems | B23 |  | CONCRETE – 31-35 MPa
Range | Ext. Wall Systems | A24 |  | Concrete mix specification makes a big difference in carbon footprint. The mix specifications here can be used to discuss low-carbon mix options with your supplier.
Range | Ext. Wall Systems | A31 |  | INSULATED CONCRETE FORMS (ICF) - WOOD CHIP/CEMENT
Range | Ext. Wall Systems | A32 |  | Step 1: Select ICF size and insulation
Range | Ext. Wall Systems | B36 |  | CONCRETE – 25 MPa or less
Range | Ext. Wall Systems | A37 | TRUE | Step 2: Select concrete fill option for the ICF wall system. The quantity of concrete adapts to the ICF selected.
-
-
-
-
-
-
Range | Ext. Wall Systems | B44 |  | CONCRETE – 26-30 MPa
Range | Ext. Wall Systems | A45 |  | Concrete mix specification makes a big difference in carbon footprint. The mix specifications here can be used to discuss low-carbon mix options with your supplier.
Range | Ext. Wall Systems | B52 |  | CONCRETE – 31-35 MPa
Range | Ext. Wall Systems | A53 |  | Concrete mix specification makes a big difference in carbon footprint. The mix specifications here can be used to discuss low-carbon mix options with your supplier.
Range | Ext. Wall Systems | A60 |  | PREFABRICATED PANELS
Range | Ext. Wall Systems | B61 |  | WOOD FRAME & STRAW PANELS
Range | Ext. Wall Systems | B64 |  | SIP PANELS - OSB & EPS FOAM
Range | Party Walls | A1 |  | SECTION 6 ➜ COMPONENT MATERIALS FOR
Range | Party Walls | D1 |  | PARTY WALLS
Range | Party Walls | A2 | TRUE | INSTRUCTIONS: (double-click) The NET kgCO2e EMISSIONS column (Col. I) shows the global warming potential (GWP) of each material based on the information provided. You must specify the R-VALUE, THICKNESS, FRAMING SPACING or any other required information in areas highlighted in YELLOW. Enter "1" in the SELECT column (Col. H) to add each material to your building. The net carbon emissions for the selected material will be highlighted in ORANGE. Use the percentage values cell (Col. G) if necessary to adjust the material quantity present in the building. The carbon footprint of each selection will be added to the section SUBTOTAL (top of Col. M) for this page, and for summary reporting.
Range | Party Walls | A3 |  | CATEGORY
Range | Party Walls | C3 |  | MATERIAL
Range | Party Walls | D3 |  | QUANTITY
Range | Party Walls | H3 |  | SELECT
Range | _Party Walls | I3 | TRUE | NET kgCO2e EMISSIONS
-
Range | _Party Walls | J3 | TRUE | SELECTED MATERIAL kgCO2e CONTENT
-
Range | Party Walls | K3 | TRUE | kgCO2e EMISSIONS
-
Range | Party Walls | L3 | TRUE | kgCO2 STORAGE
-
Range | Party Walls | M3 | TRUE | Note
-
Range | _Party Walls | N3 | TRUE | Include Long Cycle
-
Range | Party Walls | O3 | TRUE | kgCO2e EMISSIONS SUBTOTAL FOR PARTY WALLS
Range | Party Walls | P3 | TRUE | kgCO2e STORAGE SUBTOTAL FOR PARTY WALLS
Range | Party Walls | A5 | TRUE | Note: only include half the thickness of total party wall materials using either the percentage or R-value fields. (The other half belongs to the adjacent building.)
Range | _Party Walls | A6 |  | PARTY WALL FRAMING
Range | Party Walls | A6 |  | WOOD FRAME WALLS
Range | Party Walls | B7 |  | 2x4 WOOD FRAME CONSTRUCTION
Range | Party Walls | B14 |  | 2x6 WOOD FRAME CONSTRUCTION
Range | Party Walls | B21 |  | 2x8 WOOD FRAME CONSTRUCTION
Range | Party Walls | B28 |  | Double 2x4 WOOD FRAME CONSTRUCTION
Range | Party Walls | D6 |  | FRAMING SPACING:
Range | _Party Walls | B7 |  | WOOD FRAME CONSTRUCTION
Range | _Party Walls | B11 |  | Double 2x4
Range | Party Walls | A35 |  | STEEL FRAME WALLS
Range | Party Walls | D35 |  | FRAMING SPACING:
Range | Party Walls | B36 |  | STEEL FRAMING, 2x4
Range | Party Walls | C37 |  | Steel Framing - Interior Walls - AVERAGE
Range | Party Walls | A38 |  | Use % function to adjust for different gauges of steel studs.
Range | Party Walls | B40 |  | STEEL FRAMING, 2x6
Range | Party Walls | A41 |  | Use % function to adjust for other gauges of steel studs.
Range | Party Walls | C41 |  | Steel Framing - Load bearing - AVERAGE
Range | _Party Walls | A28 |  | CONCRETE MASONRY UNIT PARTY WALLS
Range | Party Walls | A45 |  | CMU PARTY WALLS
Range | Party Walls | B46 |  | CMU 8" - HOLLOW, NO GROUT
Range | Party Walls | C47 |  | Concrete Masonry Units - AVERAGE
Range | Party Walls | A48 |  | Use % function to adjust for other thicknesses of CMU.
Range | Party Walls | A54 |  | CMU WALL CONCRETE FILL
Range | Party Walls | D54 |  | CONCRETE FILL VOLUME
Range | Party Walls | B55 |  | CONCRETE – 25 MPa or less
Range | Party Walls | A56 |  | Concrete mix specification makes a big difference in carbon footprint. The mix specifications here can be used to discuss low-carbon mix options with your supplier.
Range | Party Walls | B63 |  | CONCRETE – 26-30 MPa
Range | Party Walls | A64 |  | Concrete mix specification makes a big difference in carbon footprint. The mix specifications here can be used to discuss low-carbon mix options with your supplier.
Range | Party Walls | A71 |  | BARRIERS AND MEMBRANES
Range | Party Walls | B72 |  | SHEET BARRIER PERMEABLE
Range | Party Walls | C73 |  | Sheet barrier permeable - AVERAGE
Range | Party Walls | B80 |  | SHEET BARRIER MOISTURE-VARIABLE
Range | Party Walls | C81 |  | Sheet barrier moisture-variable - AVERAGE
Range | Party Walls | B86 |  | SHEET BARRIER NON-PERMEABLE
Range | Party Walls | C87 |  | Sheet barrier non-permeable - AVERAGE
Range | Party Walls | B95 |  | LIQUID APPLIED BARRIER
Range | Party Walls | C96 |  | Liquid applied barrier - AVERAGE
Range | Party Walls | B104 |  | SELF-ADHERED BARRIER
Range | Party Walls | C105 |  | Self-adhered barrier - AVERAGE
Range | _Party Walls | D92 |  | R-VALUE:
Range | _Party Walls | R93 |  | PARTY WALL INSULATION
Range | Party Walls | A113 |  | CAVITY INSULATION
Range | Party Walls | B114 |  | FIBERGLASS BATT
Range | Party Walls | C115 |  | Fiberglass batt - AVERAGE
Range | Party Walls | B119 |  | FIBERGLASS BLOWN-IN
Range | _Party Walls | D98 |  | R-VALUE:
Range | Party Walls | C120 |  | Fiberglass loose fill - AVERAGE
Range | Party Walls | B125 |  | MINERAL WOOL BATT
Range | _Party Walls | D104 |  | R-VALUE:
Range | Party Walls | B128 |  | MINERAL WOOL LOOSE FILL
Range | Party Walls | B130 |  | CELLULOSE INSULATION
Range | _Party Walls | D109 |  | R-VALUE:
Range | Party Walls | C131 |  | Cellulose - AVERAGE
Range | Party Walls | B135 |  | WOOD FIBER BATT
Range | _Party Walls | D114 |  | R-VALUE:
Range | Party Walls | C136 |  | Wood fiber batt - AVERAGE
Range | Party Walls | B139 |  | OTHER NATURAL FIBER INSULATION
Range | _Party Walls | D118 |  | R-VALUE:
Range | Party Walls | B144 |  | SPRAY FOAM, CLOSED CELL
Range | _Party Walls | D123 |  | R-VALUE:
Range | Party Walls | B147 |  | SPRAY FOAM, OPEN CELL
Range | _Party Walls | D126 |  | R-VALUE:
Range | Party Walls | B149 |  | HEMPCRETE
Range | _Party Walls | D128 |  | R-VALUE:
Range | Party Walls | C150 |  | Hempcrete - AVERAGE
Range | _Party Walls | A105 |  | RIGID INSULATION
Range | Party Walls | A158 |  | CONTINUOUS INSULATION
Range | Party Walls | B159 |  | EPS FOAM BOARD
Range | _Party Walls | D138 |  | R-VALUE:
Range | Party Walls | C160 |  | EPS foam board - AVERAGE
Range | Party Walls | B169 |  | WOOD FIBER BOARD
Range | _Party Walls | D148 |  | R-VALUE:
Range | Party Walls | C170 |  | Wood fiber board - AVERAGE
Range | Party Walls | B180 |  | XPS FOAM BOARD
Range | _Party Walls | D159 |  | R-VALUE:
Range | Party Walls | C181 |  | XPS foam board - AVERAGE
Range | Party Walls | B185 |  | POLYISOCYANURATE FOAM BOARD
Range | _Party Walls | D165 |  | R-VALUE:
Range | Party Walls | C186 |  | Polyisocyanurate - AVERAGE
Range | Party Walls | B190 |  | MINERAL WOOL BOARD
Range | _Party Walls | D171 |  | R-VALUE:
Range | _Party Walls | C172 |  | Mineral wool board - AVERAGE
Range | _Party Walls | A134 |  | PARTY WALL SHEETING
Range | Party Walls | B192 |  | CORK BOARD
Range | _Party Walls | C175 |  | Cork board - AVERAGE
Range | Party Walls | A194 |  | INTERIOR CLADDING for PARTY WALLS
Range | Party Walls | B195 |  | DRYWALL 1/2"
Range | Party Walls | C196 |  | Drywall 1/2" Typical - Interior Cladding for Exterior Walls - AVERAGE
Range | Party Walls | B199 |  | DRYWALL 5/8"
Range | Party Walls | C200 |  | Drywall 5/8" Typical - Interior Cladding for Exterior Walls - AVERAGE
Range | Party Walls | B204 |  | OTHER CLADDING MATERIALS
Range | Party Walls | A218 |  | STRUCTURAL SHEATHING
Range | Party Walls | B219 |  | ORIENTED STRAND BOARD
Range | Party Walls | B228 |  | OSB SHEATHING & BARRIER SYSTEM
Range | Party Walls | B233 |  | PLYWOOD
Range | Party Walls | B243 |  | GYPSUM STRUCTURAL SHEATHING
Range | Party Walls | B250 |  | CEMENT BOARD
Range | _Party Walls | R230 |  | PARTY WALL ICFs
Range | Party Walls | A253 |  | INSULATED CONCRETE FORMS (ICF) - EPS FOAM
Range | Party Walls | A254 |  | Step 1: Select ICF size
Range | Party Walls | B255 |  | CONCRETE – 25 MPa or less
Range | Party Walls | A256 |  | Step 2: Select concrete fill option.
Range | Party Walls | B263 |  | CONCRETE – 26-30 MPa
Range | Party Walls | A264 |  | Concrete mix specification makes a big difference in carbon footprint. The mix specifications here can be used to discuss low-carbon mix options with your supplier.
Range | Party Walls | B271 |  | CONCRETE – 31-35 MPa
Range | Party Walls | A272 |  | Concrete mix specification makes a big difference in carbon footprint. The mix specifications here can be used to discuss low-carbon mix options with your supplier.
Range | Party Walls | A279 |  | INSULATED CONCRETE FORMS (ICF) - WOOD CHIP/CEMENT
Range | Party Walls | A280 |  | Step 1: Select ICF size and insulation
Range | Party Walls | B284 |  | CONCRETE – 25 MPa or less
Range | Party Walls | A285 | TRUE | Step 2: Select concrete fill option for the ICF wall system. The quantity of concrete adapts to the ICF selected.
-
-
-
-
-
Range | Party Walls | B292 |  | CONCRETE – 26-30 MPa
Range | Party Walls | A293 |  | Concrete mix specification makes a big difference in carbon footprint. The mix specifications here can be used to discuss low-carbon mix options with your supplier.
Range | Party Walls | B300 |  | CONCRETE – 31-35 MPa
Range | Party Walls | A301 |  | Concrete mix specification makes a big difference in carbon footprint. The mix specifications here can be used to discuss low-carbon mix options with your supplier.
Range | Cladding | A1 |  | SECTION 7 ➜ COMPONENT MATERIALS FOR
Range | Cladding | D1 |  | EXTERIOR WALLS - CLADDING
Range | Cladding | A2 | TRUE | INSTRUCTIONS: (double-click) The NET kgCO2e EMISSIONS column (Col. I) shows the global warming potential (GWP) of each material based on the information provided. You must specify the R-VALUE, THICKNESS, FRAMING SPACING or any other required information in areas highlighted in YELLOW. Enter "1" in the SELECT column (Col. H) to add each material to your building. The net carbon emissions for the selected material will be highlighted in ORANGE. Use the percentage values cell (Col. G) if necessary to adjust the material quantity present in the building. The carbon footprint of each selection will be added to the section SUBTOTAL (top of Col. M) for this page, and for summary reporting.
Range | Cladding | A3 |  | CATEGORY
Range | Cladding | C3 |  | MATERIAL
Range | Cladding | D3 |  | QUANTITY
Range | Cladding | H3 |  | SELECT
Range | _Cladding | I3 | TRUE | NET kgCO2e EMISSIONS
-
Range | _Cladding | J3 | TRUE | SELECTED MATERIAL kgCO2e CONTENT
-
Range | Cladding | K3 | TRUE | kgCO2e EMISSIONS
-
Range | Cladding | L3 | TRUE | kgCO2 STORAGE
-
Range | Cladding | M3 | TRUE | Note
-
Range | _Cladding | N3 | TRUE | Include Long Cycle
-
Range | Cladding | O3 | TRUE | kgCO2e EMISSIONS SUBTOTAL FOR EXTERIOR WALLS CLADDING
Range | Cladding | P3 | TRUE | kgCO2e STORAGE SUBTOTAL FOR EXTERIOR WALLS CLADDING
Range | Cladding | A5 |  | EXTERIOR CLADDING
Range | Cladding | B6 |  | BRICK
Range | Cladding | B14 |  | WOOD CLADDING
Range | Cladding | B22 |  | FIBER CEMENT
Range | Cladding | C23 |  | Fiber Cement siding - AVERAGE
Range | Cladding | B30 |  | VINYL SIDING
Range | Cladding | B32 |  | POLYPROPYLENE SIDING
Range | _Cladding | C28 |  | Polypropylene siding - AVERAGE
Range | Cladding | B34 |  | STEEL PANEL SIDING
Range | Cladding | C35 |  | Steel Panel Siding - AVERAGE
Range | Cladding | B42 |  | ALUMINUM PANEL SIDING
Range | Cladding | C43 |  | Aluminum Panel Siding - AVERAGE
Range | Cladding | B46 |  | PLASTER FINISHES
Range | Cladding | B51 |  | ENGINEERED WOOD SIDING
Range | Cladding | A57 |  | STRAPPING for RAIN SCREEN
Range | Cladding | B58 |  | 1x4 STRAPPING for RAIN SCREEN
Range | Cladding | B65 |  | 2x4 STRAPPING for RAIN SCREEN
Range | Cladding | D57 |  | STRAPPING SPACING:
Range | Cladding | A72 |  | INTERIOR CLADDING for EXTERIOR WALLS
Range | Cladding | B73 |  | DRYWALL 1/2"
Range | Cladding | C74 |  | Drywall 1/2" Typical - Interior Cladding for Exterior Walls - AVERAGE
Range | Cladding | B77 |  | DRYWALL 5/8"
Range | Cladding | C78 |  | Drywall 5/8" Typical - Interior Cladding for Exterior Walls - AVERAGE
Range | Cladding | B82 |  | OTHER CLADDING MATERIALS
Range | Windows | A1 |  | SECTION 8 ➜ COMPONENT MATERIALS FOR
Range | Windows | D1 |  | WINDOWS
Range | Windows | A2 | TRUE | INSTRUCTIONS: (double-click) The NET kgCO2e EMISSIONS column (Col. I) shows the global warming potential (GWP) of each material based on the information provided. You must specify the R-VALUE, THICKNESS, FRAMING SPACING or any other required information in areas highlighted in YELLOW. Enter "1" in the SELECT column (Col. H) to add each material to your building. The net carbon emissions for the selected material will be highlighted in ORANGE. Use the percentage values cell (Col. G) if necessary to adjust the material quantity present in the building. The carbon footprint of each selection will be added to the section SUBTOTAL (top of Col. M) for this page, and for summary reporting.
Range | Windows | A3 |  | CATEGORY
Range | Windows | C3 |  | MATERIAL
Range | Windows | D3 |  | QUANTITY
Range | Windows | H3 |  | SELECT
Range | _Windows | I3 | TRUE | NET kgCO2e EMISSIONS
-
Range | _Windows | J3 | TRUE | SELECTED MATERIAL kgCO2e CONTENT
-
Range | Windows | K3 | TRUE | kgCO2e EMISSIONS
-
Range | Windows | L3 | TRUE | kgCO2 STORAGE
-
Range | Windows | M3 | TRUE | Note
-
Range | _Windows | N3 | TRUE | Include Long Cycle
-
Range | Windows | O3 | TRUE | kgCO2e EMISSIONS SUBTOTAL FOR WINDOWS
Range | Windows | P3 | TRUE | kgCO2e STORAGE SUBTOTAL FOR WINDOWS
Range | Windows | A5 |  | DOUBLE PANE WINDOWS
Range | Windows | A10 |  | TRIPLE PANE WINDOWS
Range | Windows | A15 |  | WINDOWS - SPECIFIC MANUFACTURERS
Range | Int. Walls | A1 |  | SECTION 9 ➜ COMPONENT MATERIALS FOR
Range | Int. Walls | D1 |  | INTERIOR WALLS
Range | Int. Walls | A2 | TRUE | INSTRUCTIONS: (double-click) The NET kgCO2e EMISSIONS column (Col. I) shows the global warming potential (GWP) of each material based on the information provided. You must specify the R-VALUE, THICKNESS, FRAMING SPACING or any other required information in areas highlighted in YELLOW. Enter "1" in the SELECT column (Col. H) to add each material to your building. The net carbon emissions for the selected material will be highlighted in ORANGE. Use the percentage values cell (Col. G) if necessary to adjust the material quantity present in the building. The carbon footprint of each selection will be added to the section SUBTOTAL (top of Col. M) for this page, and for summary reporting.
Range | Int. Walls | A3 |  | CATEGORY
Range | Int. Walls | C3 |  | MATERIAL
Range | Int. Walls | D3 |  | QUANTITY
Range | Int. Walls | H3 |  | SELECT
Range | _Int. Walls | I3 | TRUE | NET kgCO2e EMISSIONS
-
Range | _Int. Walls | J3 | TRUE | SELECTED MATERIAL kgCO2e CONTENT
-
Range | Int. Walls | K3 | TRUE | kgCO2e EMISSIONS
-
Range | Int. Walls | L3 | TRUE | kgCO2 STORAGE
-
Range | Int. Walls | M3 | TRUE | Note
-
Range | _Int. Walls | N3 | TRUE | Include Long Cycle
-
Range | Int. Walls | O3 | TRUE | kgCO2e EMISSIONS SUBTOTAL FOR INTERIOR WALLS
Range | Int. Walls | P3 | TRUE | kgCO2e STORAGE SUBTOTAL FOR INTERIOR WALLS
Range | Int. Walls | A5 |  | WOOD FRAME CONSTRUCTION
Range | Int. Walls | D5 |  | FRAMING SPACING:
Range | _Int. Walls | B6 |  | WOOD FRAME CONSTRUCTION
Range | Int. Walls | B6 |  | 2x3 WOOD FRAME CONSTRUCTION
Range | Int. Walls | B13 |  | 2x4 WOOD FRAME CONSTRUCTION
Range | Int. Walls | B20 |  | 2x6 WOOD FRAME CONSTRUCTION
Range | Int. Walls | A27 |  | STEEL FRAME CONSTRUCTION
Range | Int. Walls | D27 |  | FRAMING SPACING:
Range | Int. Walls | B28 |  | STEEL FRAMING, 2x4
Range | Int. Walls | C29 |  | Steel Framing - Interior Walls - AVERAGE
Range | Int. Walls | A30 |  | Use % function to adjust for different gauges of steel studs.
Range | Int. Walls | A32 |  | INTERIOR WALL CLADDING
Range | Int. Walls | B33 |  | DRYWALL 1/2"
Range | Int. Walls | C34 |  | Drywall 1/2" Typical - Interior Walls - AVERAGE
Range | Int. Walls | B37 |  | DRYWALL 5/8"
Range | Int. Walls | C38 |  | Drywall 5/8" Typical - Interior Walls - AVERAGE
Range | Int. Walls | B42 |  | OTHER CLADDING MATERIALS
Range | Int. Walls | A56 |  | CAVITY INSULATION
Range | Int. Walls | B57 |  | FIBERGLASS BATT
Range | _Int. Walls | D36 |  | R-VALUE:
Range | Int. Walls | C58 |  | Fiberglass batt - AVERAGE
Range | Int. Walls | B62 |  | FIBERGLASS BLOWN-IN
Range | _Int. Walls | D42 |  | R-VALUE:
Range | Int. Walls | C63 |  | Fiberglass loose fill - AVERAGE
Range | Int. Walls | B66 |  | MINERAL WOOL BATT
Range | _Int. Walls | D46 |  | R-VALUE:
Range | Int. Walls | B69 |  | CELLULOSE INSULATION
Range | _Int. Walls | D49 |  | R-VALUE:
Range | Int. Walls | C70 |  | Cellulose - AVERAGE
Range | Int. Walls | B74 |  | WOOD FIBER BATT
Range | _Int. Walls | D54 |  | R-VALUE:
Range | Int. Walls | C75 |  | Wood fiber batt - AVERAGE
Range | Int. Walls | B78 |  | OTHER NATURAL FIBER INSULATION
Range | _Int. Walls | D58 |  | R-VALUE:
Range | Int. Walls | B83 |  | SPRAY FOAM, CLOSED CELL
Range | _Int. Walls | D63 |  | R-VALUE:
Range | Int. Walls | B86 |  | SPRAY FOAM, OPEN CELL
Range | _Int. Walls | D66 |  | R-VALUE:
Range | Int. Walls | B88 |  | HEMPCRETE
Range | _Int. Walls | D68 |  | R-VALUE:
Range | Int. Walls | C89 |  | Hempcrete - AVERAGE
Range | Floors | A1 |  | SECTION 10 ➜ COMPONENT MATERIALS FOR
Range | Floors | D1 |  | FLOORS
Range | Floors | A2 | TRUE | INSTRUCTIONS: (double-click) The NET kgCO2e EMISSIONS column (Col. I) shows the global warming potential (GWP) of each material based on the information provided. You must specify the R-VALUE, THICKNESS, FRAMING SPACING or any other required information in areas highlighted in YELLOW. Enter "1" in the SELECT column (Col. H) to add each material to your building. The net carbon emissions for the selected material will be highlighted in ORANGE. Use the percentage values cell (Col. G) if necessary to adjust the material quantity present in the building. The carbon footprint of each selection will be added to the section SUBTOTAL (top of Col. M) for this page, and for summary reporting.
Range | Floors | A3 |  | CATEGORY
Range | Floors | C3 |  | MATERIAL
Range | Floors | D3 |  | QUANTITY
Range | Floors | H3 |  | SELECT
Range | _Floors | I3 | TRUE | NET kgCO2e EMISSIONS
-
Range | _Floors | J3 | TRUE | SELECTED MATERIAL kgCO2e CONTENT
-
Range | Floors | K3 | TRUE | kgCO2e EMISSIONS
-
Range | Floors | L3 | TRUE | kgCO2 STORAGE
-
Range | Floors | M3 | TRUE | Note
-
Range | _Floors | N3 | TRUE | Include Long Cycle
-
Range | Floors | O3 | TRUE | kgCO2e EMISSIONS SUBTOTAL FOR FLOORS
Range | Floors | P3 | TRUE | kgCO2e STORAGE SUBTOTAL FOR FLOORS
Range | Floors | A5 |  | WOOD FLOOR FRAMING
Range | Floors | D5 |  | FRAMING SPACING:
Range | _Floors | B6 |  | WOOD LUMBER FRAMING
Range | Floors | B6 |  | 2X8 WOOD LUMBER FRAMING
Range | Floors | B13 |  | 2X10 WOOD LUMBER FRAMING
Range | Floors | B20 |  | 2X12 WOOD LUMBER FRAMING
Range | Floors | B27 |  | WOOD I-JOIST FRAMING
Range | _Floors | B11 |  | 9-1/2"
Range | Floors | B37 |  | WOOD TRUSS FRAMING
Range | Floors | A39 |  | STEEL FLOOR FRAMING
Range | Floors | D39 |  | FRAMING SPACING:
Range | Floors | B40 |  | OPEN WEB STEEL JOIST
Range | Floors | A42 |  | SUBFLOORING
Range | Floors | A62 |  | CROSS-LAMINATED TIMBER
Range | Floors | B63 |  | CLT FLOOR SYSTEM
Range | Floors | C64 |  | CLT Floor System – 3-1/2" (90 mm) AVERAGE
Range | Floors | A72 |  | CLAY-BASED FLOOR SYSTEM
Range | Floors | B73 |  | EARTHEN FLOOR
Range | Floors | A75 |  | FINISHED FLOORING
Range | Floors | B76 |  | HARDWOOD 3/4"
Range | Floors | C77 |  | Hardwood flooring - AVERAGE
Range | Floors | B81 |  | LINOLEUM FLOORING
Range | Floors | C83 |  | Linoleum flooring - AVERAGE 2.5 mm
Range | Floors | C87 |  | Linoleum flooring - AVERAGE 4 mm
Range | Floors | B90 |  | TILE FLOORING
Range | _Floors | C69 |  | Ceramic tile flooring - AVERAGE
Range | Floors | B92 |  | VINYL FLOORING
Range | _Floors | C75 |  | Vinyl flooring - AVERAGE
Range | Floors | B94 |  | LAMINATE FLOORING
Range | Floors | B100 |  | CORK FLOORING
Range | Floors | B102 |  | CARPET
Range | Floors | B104 |  | OTHER FLOORING OPTIONS
Range | Floors | A107 |  | FLOOR CAVITY INSULATION
Range | Floors | B108 |  | FIBERGLASS BATT
Range | _Floors | D96 |  | R-VALUE:
Range | Floors | C109 |  | Fiberglass batt - Floor Insulation - AVERAGE
Range | Floors | B113 |  | FIBERGLASS LOOSE FILL
Range | _Floors | D99 |  | R-VALUE:
Range | Floors | C114 |  | Fiberglass loose fill - Floor Insulation - AVERAGE
Range | Floors | B119 |  | MINERAL WOOL BATT
Range | _Floors | D105 |  | R-VALUE:
Range | Floors | C120 |  | Mineral wool batt - Floor Insulation - AVERAGE
Range | Floors | B127 |  | MINERAL WOOL LOOSE FILL
Range | _Floors | D113 |  | R-VALUE:
Range | Floors | B129 |  | SPRAY FOAM, CLOSED CELL
Range | _Floors | D115 |  | R-VALUE:
Range | Floors | B132 |  | SPRAY FOAM, OPEN CELL
Range | _Floors | D118 |  | R-VALUE:
Range | Floors | B134 |  | CELLULOSE INSULATION
Range | _Floors | D120 |  | R-VALUE:
Range | Floors | C135 |  | Cellulose - Floor Insulation - AVERAGE
Range | Floors | B140 |  | WOOD FIBER BATT
Range | _Floors | D126 |  | R-VALUE:
Range | _Floors | C127 |  | Wood fiber batt - Floor Insulation - AVERAGE
Range | Floors | B142 |  | OTHER NATURAL FIBER INSULATION
Range | _Floors | D129 |  | R-VALUE:
Range | Floors | B148 |  | HEMPCRETE LOOSE FILL
Range | _Floors | D135 |  | R-VALUE:
Range | Floors | C149 |  | Hempcrete - Floor Insulation - AVERAGE
Range | Ceilings | A1 |  | SECTION 11 ➜ COMPONENT MATERIALS FOR
Range | Ceilings | D1 |  | CEILINGS
Range | Ceilings | A2 | TRUE | INSTRUCTIONS: (double-click) The NET kgCO2e EMISSIONS column (Col. I) shows the global warming potential (GWP) of each material based on the information provided. You must specify the R-VALUE, THICKNESS, FRAMING SPACING or any other required information in areas highlighted in YELLOW. Enter "1" in the SELECT column (Col. H) to add each material to your building. The net carbon emissions for the selected material will be highlighted in ORANGE. Use the percentage values cell (Col. G) if necessary to adjust the material quantity present in the building. The carbon footprint of each selection will be added to the section SUBTOTAL (top of Col. M) for this page, and for summary reporting.
Range | Ceilings | A3 |  | CATEGORY
Range | Ceilings | C3 |  | MATERIAL
Range | Ceilings | D3 |  | QUANTITY
Range | Ceilings | H3 |  | SELECT
Range | _Ceilings | I3 | TRUE | NET kgCO2e EMISSIONS
-
Range | _Ceilings | J3 | TRUE | SELECTED MATERIAL kgCO2e CONTENT
-
Range | Ceilings | K3 | TRUE | kgCO2e EMISSIONS
-
Range | Ceilings | L3 | TRUE | kgCO2 STORAGE
-
Range | Ceilings | M3 | TRUE | Note
-
Range | _Ceilings | N3 | TRUE | Include Long Cycle
-
Range | Ceilings | O3 | TRUE | kgCO2e EMISSIONS SUBTOTAL FOR CEILINGS
Range | Ceilings | P3 | TRUE | kgCO2e STORAGE SUBTOTAL FOR CEILINGS
Range | Ceilings | A5 |  | CEILING FINISHES
Range | Ceilings | B6 |  | DRYWALL 1/2"
Range | Ceilings | C7 |  | Drywall 1/2" - Ceilings - AVERAGE
Range | Ceilings | B10 |  | DRYWALL 5/8"
Range | Ceilings | C11 |  | Drywall 5/8" - Ceilings - AVERAGE
Range | Ceilings | B15 |  | OTHER CEILING FINISHES
Range | Ceilings | A28 |  | BARRIERS AND MEMBRANES
Range | Ceilings | B29 |  | CEILING SHEET BARRIER
Range | Ceilings | C30 |  | Ceiling sheet barrier - AVERAGE
Range | Roof | A1 |  | SECTION 12 ➜ COMPONENT MATERIALS FOR
Range | Roof | D1 |  | ROOF
Range | Roof | A2 | TRUE | INSTRUCTIONS: (double-click) The NET kgCO2e EMISSIONS column (Col. I) shows the global warming potential (GWP) of each material based on the information provided. You must specify the R-VALUE, THICKNESS, FRAMING SPACING or any other required information in areas highlighted in YELLOW. Enter "1" in the SELECT column (Col. H) to add each material to your building. The net carbon emissions for the selected material will be highlighted in ORANGE. Use the percentage values cell (Col. G) if necessary to adjust the material quantity present in the building. The carbon footprint of each selection will be added to the section SUBTOTAL (top of Col. M) for this page, and for summary reporting.
Range | Roof | A3 |  | CATEGORY
Range | Roof | C3 |  | MATERIAL
Range | Roof | D3 |  | QUANTITY
Range | Roof | H3 |  | SELECT
Range | _Roof | I3 | TRUE | NET kgCO2e EMISSIONS
-
Range | _Roof | J3 | TRUE | SELECTED MATERIAL kgCO2e CONTENT
-
Range | Roof | K3 | TRUE | kgCO2e EMISSIONS
-
Range | Roof | L3 | TRUE | kgCO2 STORAGE
-
Range | Roof | M3 | TRUE | Note
-
Range | _Roof | N3 | TRUE | Include Long Cycle
-
Range | Roof | O3 | TRUE | kgCO2e EMISSIONS SUBTOTAL FOR ROOF
Range | Roof | P3 | TRUE | kgCO2e STORAGE SUBTOTAL FOR ROOF
Range | Roof | A5 |  | WOOD FRAME ROOF
Range | Roof | D5 |  | FRAMING SPACING:
Range | _Roof | B6 |  | WOOD FRAMING
Range | Roof | B6 |  | 2x4 WOOD FRAMING
Range | Roof | B13 |  | 2x6 WOOD FRAMING
Range | Roof | B20 |  | 2x8 WOOD FRAMING
Range | Roof | B27 |  | 2x10 WOOD FRAMING
Range | Roof | B34 |  | 2x12 WOOD FRAMING
Range | Roof | B41 |  | WOOD TRUSS FRAMING
Range | Roof | A42 |  | Use percent function to adjust wood volume relative to described roof design
Range | Roof | B43 |  | WOOD I-JOIST FRAMING
Range | Roof | A54 |  | ROOF DECKING
Range | Roof | B55 |  | WOOD SHEET PRODUCTS - 1/2"
Range | Roof | B59 |  | WOOD SHEET PRODUCTS - 5/8"
Range | Roof | B63 |  | OSB SHEATHING & BARRIER SYSTEM
Range | Roof | B68 |  | GYPSUM PANELS 1/2"
Range | Roof | A75 |  | ROOFING MEMBRANE
Range | Roof | B76 |  | ROOFING MEMBRANE
Range | Roof | B83 |  | SHEET BARRIER
Range | Roof | C84 |  | Sheet barrier - AVERAGE
Range | Roof | B92 |  | LIQUID APPLIED BARRIER
Range | Roof | C93 |  | Liquid applied barrier - AVERAGE
Range | Roof | A96 |  | ROOF STRAPPING
Range | Roof | D96 |  | STRAPPING SPACING:
Range | _Roof | B63 |  | WOOD STRAPPING
Range | Roof | B97 |  | 1x3 WOOD STRAPPING
Range | Roof | B104 |  | 1x4 WOOD STRAPPING
Range | Roof | B111 |  | 2x4 WOOD STRAPPING
Range | Roof | A118 |  | ROOFING
Range | Roof | B119 |  | ASPHALT SHINGLES
Range | Roof | C120 |  | Asphalt Shingles - Roofing - AVERAGE
Range | Roof | B134 |  | STEEL PANELS
Range | _Roof | C84 |  | Steel Panels - Roofing - AVERAGE
Range | Roof | B136 |  | ALUMINUM PANELS
Range | _Roof | C87 |  | Aluminum l Panels - Roofing - AVERAGE
Range | Roof | B138 |  | FIBER CEMENT ROOFING
Range | Roof | C139 |  | Fiber Cement roofing - AVERAGE
Range | Roof | B142 |  | OTHER ROOFING OPTIONS
Range | Roof | A144 |  | ROOF CAVITY INSULATION
Range | Roof | F144 |  | INSULATION PARALLEL TO:
Range | _Roof | I95 |  | Ceiling surface
Range | Roof | B145 |  | FIBERGLASS BATT
Range | Roof | C146 |  | Fiberglass batt - Roof Insulation - AVERAGE
Range | Roof | B150 |  | FIBERGLASS LOOSE FILL
Range | Roof | C151 |  | Fiberglass loose fill - Roof Insulation - AVERAGE
Range | Roof | B156 |  | MINERAL WOOL BATT
Range | _Roof | C78 |  | Mineral wool batt - Roof Insulation - AVERAGE
Range | Roof | B163 |  | MINERAL WOOL LOOSE FILL
Range | Roof | B165 |  | SPRAY FOAM, CLOSED CELL
Range | Roof | B168 |  | SPRAY FOAM, OPEN CELL
Range | Roof | B170 |  | CELLULOSE INSULATION
Range | Roof | C171 |  | Cellulose - Roof Insulation - AVERAGE
Range | Roof | B175 |  | WOOD FIBER BATT
Range | _Roof | C125 |  | Wood fiber batt - Roof Insulation - AVERAGE
Range | Roof | B177 |  | OTHER NATURAL FIBER INSULATION
Range | Roof | B183 |  | HEMPCRETE LOOSE FILL
Range | Roof | C184 |  | Hempcrete - Roof Insulation - AVERAGE
Range | _Roof | B140 |  | HIGH R-VALUE INSULATION
Range | Roof | A190 |  | CONTINUOUS ROOF INSULATION
Range | _Roof | R145 |  | RIGID ROOF INSULATION
Range | Roof | F190 |  | INSULATION PARALLEL TO:
Range | _Roof | I143 |  | Roof surface
Range | Roof | B191 |  | EPS FOAM BOARD
Range | Roof | C192 |  | EPS foam board - AVERAGE
Range | Roof | B201 |  | WOOD FIBER BOARD
Range | Roof | C202 |  | Wood fiber board - AVERAGE
Range | Roof | B212 |  | XPS FOAM BOARD
Range | Roof | C213 |  | XPS foam board - AVERAGE
Range | Roof | B217 |  | POLYISOCYANURATE FOAM BOARD
Range | Roof | C218 |  | Polyisocyanurate - AVERAGE
Range | Roof | B233 |  | MINERAL WOOL BOARD
Range | Roof | C234 |  | Mineral wool board - AVERAGE
Range | Roof | B238 |  | CORK BOARD
Range | _Roof | C194 |  | Cork board - AVERAGE
Range | Roof | A240 |  | INSULATED ROOFING PANELS
Range | Roof | B241 |  | SIP PANEL - EPS FOAM CORE with OSB
Range | _Roof | C151 |  | SIP panel - Roof - AVERAGE
Range | Garage | A1 |  | SECTION 13 ➜ COMPONENT MATERIALS FOR
Range | Garage | D1 |  | GARAGE
Range | Garage | A2 | TRUE | INSTRUCTIONS: (double-click) The NET kgCO2e EMISSIONS column (Col. I) shows the global warming potential (GWP) of each material based on the information provided. You must specify the R-VALUE, THICKNESS, FRAMING SPACING or any other required information in areas highlighted in YELLOW. Enter "1" in the SELECT column (Col. H) to add each material to your building. The net carbon emissions for the selected material will be highlighted in ORANGE. Use the percentage values cell (Col. G) if necessary to adjust the material quantity present in the building. The carbon footprint of each selection will be added to the section SUBTOTAL (top of Col. M) for this page, and for summary reporting.
Range | Garage | A3 |  | CATEGORY
Range | Garage | C3 |  | MATERIAL
Range | Garage | D3 |  | QUANTITY
Range | Garage | H3 |  | SELECT
Range | _Garage | I3 | TRUE | NET kgCO2e EMISSIONS
-
Range | _Garage | J3 | TRUE | SELECTED MATERIAL kgCO2e CONTENT
-
Range | Garage | K3 | TRUE | kgCO2e EMISSIONS
-
Range | Garage | L3 | TRUE | kgCO2 STORAGE
-
Range | Garage | M3 | TRUE | Note
-
Range | _Garage | N3 | TRUE | Include Long Cycle
-
Range | Garage | O3 | TRUE | kgCO2e EMISSIONS SUBTOTAL FOR GARAGE
Range | Garage | P3 | TRUE | kgCO2e STORAGE SUBTOTAL FOR GARAGE
Range | Garage | A5 |  | GARAGE FOOTINGS & SLABS
Range | Garage | A6 |  | CRUSHED STONE BASE
Range | Garage | D6 |  | THICKNESS:
Range | Garage | B7 |  | AGGREGATE
Range | Garage | A8 |  | If you do not know the specific carbon footprint of your aggregate, chose the "AVERAGE" value
Range | Garage | A9 |  | CONCRETE SLAB FLOOR
Range | Garage | D9 |  | THICKNESS:
Range | Garage | B10 |  | CONCRETE – 25 MPa or less
Range | Garage | A11 |  | Concrete mix specification makes a big difference in carbon footprint. The mix specifications here can be used to discuss low-carbon mix options with your supplier.
Range | Garage | B18 |  | CONCRETE – 26-30 MPa
Range | Garage | A19 |  | Concrete mix specification makes a big difference in carbon footprint. The mix specifications here can be used to discuss low-carbon mix options with your supplier.
Range | Garage | A26 |  | SLAB REINFORCING MESH
Range | Garage | D26 |  | CUSTOM AREA:
Range | Garage | B27 |  | WELDED WIRE MESH (WWM)
Range | Garage | A30 |  | FOOTINGS, PIERS & PADS
Range | Garage | B31 |  | CONCRETE – 25 MPa or less
Range | Garage | A32 |  | Concrete mix specification makes a big difference in carbon footprint. The mix specifications here can be used to discuss low-carbon mix options with your supplier.
Range | Garage | B39 |  | CONCRETE – 26-30 MPa
Range | Garage | A40 |  | Concrete mix specification makes a big difference in carbon footprint. The mix specifications here can be used to discuss low-carbon mix options with your supplier.
Range | Garage | A47 |  | REBAR
Range | Garage | D47 |  | CUSTOM LENGTH:
Range | Garage | B48 |  | CONCRETE REINFORCING BAR
Range | Garage | A49 |  | Specify an overall rebar length.
Range | Garage | A54 |  | HELICAL PIERS
Range | Garage | D54 |  | TOTAL LENGTH OF ALL PIERS:
Range | Garage | B55 |  | HELICAL PIERS
Range | Garage | A56 |  | Specify the total length of all piers. Use % to adjust for different sized piers
Range | Garage | A57 |  | GARAGE FOUNDATION WALLS
Range | Garage | A58 |  | CONCRETE FOUNDATION WALLS
Range | Garage | D58 |  | THICKNESS:
Range | Garage | B59 |  | CONCRETE – 25 MPa or less
Range | Garage | A60 |  | Concrete mix specification makes a big difference in carbon footprint. The mix specifications here can be used to discuss low-carbon mix options with your supplier.
Range | Garage | B67 |  | CONCRETE – 26-30 MPa
Range | Garage | A68 |  | Concrete mix specification makes a big difference in carbon footprint. The mix specifications here can be used to discuss low-carbon mix options with your supplier.
Range | Garage | A75 |  | CMU FOUNDATION WALLS
Range | Garage | B76 |  | CONCRETE MASONRY UNITS
Range | Garage | A77 |  | If concrete grout is being used in the CMU wall use the concrete wall area to specify the quantity of concrete fill being used in the CMUs.
Range | Garage | C77 |  | CMU Walls 8" Hollow, no grout - AVERAGE
Range | Garage | A84 |  | GARAGE HEAVY STRUCTURAL ELEMENTS
Range | Garage | A85 |  | MASS TIMBER FRAMING
Range | Garage | B86 |  | MASS TIMBER
Range | Garage | A87 |  | Use % function if multiple types of mass timber will be used.
Range | Garage | C87 |  | Heavy Timber Framing - AVERAGE
Range | Garage | A106 |  | HEAVY STEEL COMPONENTS
Range | Garage | B107 |  | STEEL POSTS & BEAMS
Range | Garage | A108 |  | Choose steel beam section menu and input linear metres for each component type, as values do not come from User Input Sheet.
Range | _Garage | C102 |  | Steel Beam W Section – AVERAGE
Range | Garage | A118 |  | GARAGE EXTERIOR WALLS
Range | Garage | A119 |  | WOOD FRAME CONSTRUCTION
Range | Garage | D119 |  | FRAMING SPACING:
Range | _Garage | B119 |  | WOOD FRAME CONSTRUCTION
Range | _Garage | B123 |  | Double 2x4
Range | Garage | B120 |  | 2x4 WOOD FRAME CONSTRUCTION
Range | Garage | B127 |  | 2x6 WOOD FRAME CONSTRUCTION
Range | Garage | B134 |  | 2x8 WOOD FRAME CONSTRUCTION
Range | Garage | B141 |  | Double 2x4 WOOD FRAME CONSTRUCTION
Range | Garage | A148 |  | STEEL FRAME CONSTRUCTION
Range | Garage | D148 |  | FRAMING SPACING:
Range | Garage | B149 |  | STEEL FRAMING, 2x6
Range | Garage | A150 |  | Use % function to adjust for other gauges of steel studs.
Range | Garage | C150 |  | Steel Framing - Load bearing - AVERAGE
Range | Garage | B154 |  | STEEL FRAMING, 2x4
Range | Garage | C155 |  | Steel Framing - Interior Walls - AVERAGE
Range | Garage | A156 |  | Use % function to adjust for different gauges of steel studs.
Range | Garage | A158 |  | STRUCTURAL SHEATHING
Range | Garage | B159 |  | ORIENTED STRAND BOARD
Range | Garage | B168 |  | OSB SHEATHING & BARRIER SYSTEM
Range | Garage | B173 |  | PLYWOOD
Range | Garage | B183 |  | GYPSUM STRUCTURAL SHEATHING
Range | Garage | A190 |  | CMU EXTERIOR WALLS
Range | Garage | B191 |  | CMU 8"
Range | Garage | C192 |  | Concrete Masonry Units - AVERAGE
Range | Garage | A193 |  | Use % function to adjust for other thicknesses of CMU.
Range | Garage | A199 |  | EXTERIOR GARAGE WALL CAVITY INSULATION
Range | Garage | G199 |  | (Excludes attachment wall area, specified separately in section below)
Range | Garage | B200 |  | FIBERGLASS BATT
Range | Garage | C201 |  | Fiberglass batt - AVERAGE
Range | Garage | B205 |  | FIBERGLASS BLOWN-IN
Range | Garage | C206 |  | Fiberglass loose fill - AVERAGE
Range | Garage | B211 |  | MINERAL WOOL BATT
Range | Garage | B218 |  | MINERAL WOOL LOOSE FILL
Range | Garage | B220 |  | CELLULOSE INSULATION
Range | Garage | C221 |  | Cellulose - AVERAGE
Range | Garage | B225 |  | WOOD FIBER BATT
Range | Garage | C226 |  | Wood fiber batt - AVERAGE
Range | Garage | B229 |  | OTHER NATURAL FIBER INSULATION
Range | Garage | B234 |  | SPRAY FOAM, CLOSED CELL
Range | Garage | B237 |  | SPRAY FOAM, OPEN CELL
Range | Garage | B239 |  | HEMPCRETE
Range | Garage | C240 |  | Hempcrete - AVERAGE
Range | Garage | A248 |  | EXTERIOR GARAGE WALL RIGID INSULATION
Range | Garage | G248 |  | (Excludes attachment wall area)
Range | Garage | B249 |  | EPS FOAM BOARD
Range | Garage | C250 |  | EPS foam board - AVERAGE
Range | Garage | B259 |  | WOOD FIBER BOARD
Range | Garage | C260 |  | Wood fiber board - AVERAGE
Range | Garage | B270 |  | XPS FOAM BOARD
Range | Garage | C271 |  | XPS foam board - AVERAGE
Range | Garage | B275 |  | POLYISOCYANURATE FOAM BOARD
Range | Garage | C276 |  | Polyisocyanurate - AVERAGE
Range | Garage | B280 |  | MINERAL WOOL BOARD
Range | Garage | C281 |  | Mineral wool board - AVERAGE
Range | Garage | B286 |  | FIBERGLASS BOARD
Range | _Garage | C265 |  | Fiberglass board - AVERAGE
Range | Garage | B288 |  | CORK BOARD
Range | _Garage | C268 |  | Cork board - AVERAGE
Range | Garage | A290 |  | GARAGE ATTACHMENT WALL INSULATION
Range | Garage | A291 |  | GARAGE ATTACHMENT WALL CAVITY INSULATION
Range | Garage | B292 |  | FIBERGLASS BATT
Range | Garage | C293 |  | Fiberglass batt - AVERAGE
Range | Garage | B297 |  | FIBERGLASS BLOWN-IN
Range | Garage | C298 |  | Fiberglass loose fill - AVERAGE
Range | Garage | B301 |  | MINERAL WOOL BATT
Range | Garage | B308 |  | CELLULOSE INSULATION
Range | Garage | C309 |  | Cellulose - AVERAGE
Range | Garage | B313 |  | WOOD FIBER BATT
Range | _Garage | C292 |  | Wood fiber batt - AVERAGE
Range | Garage | B315 |  | OTHER NATURAL FIBER INSULATION
Range | Garage | B319 |  | SPRAY FOAM, CLOSED CELL
Range | Garage | B322 |  | SPRAY FOAM, OPEN CELL
Range | Garage | B324 |  | HEMPCRETE
Range | Garage | C325 |  | Hempcrete - AVERAGE
Range | Garage | A328 |  | GARAGE CLADDING
Range | Garage | A329 |  | EXTERIOR CLADDING
Range | Garage | B330 |  | BRICK
Range | Garage | B338 |  | WOOD CLADDING
Range | Garage | B346 |  | FIBER CEMENT
Range | Garage | C347 |  | Fiber Cement siding - AVERAGE
Range | Garage | B354 |  | VINYL SIDING
Range | Garage | B356 |  | POLYPROPYLENE SIDING
Range | _Garage | C331 |  | Polypropylene siding - AVERAGE
Range | Garage | B358 |  | STEEL PANEL SIDING
Range | Garage | C359 |  | Steel Panel Siding - AVERAGE
Range | Garage | B366 |  | ALUMINUM PANEL SIDING
Range | Garage | C367 |  | Aluminum Panel Siding - AVERAGE
Range | Garage | B370 |  | PLASTER FINISHES
Range | Garage | B375 |  | ENGINEERED WOOD SIDING
Range | Garage | A381 |  | STRAPPING for RAIN SCREEN
Range | Garage | D381 |  | STRAPPING SPACING:
Range | Garage | B382 |  | 1x4 STRAPPING for RAIN SCREEN
Range | Garage | B389 |  | 2x4 STRAPPING for RAIN SCREEN
Range | Garage | A396 |  | INTERIOR CLADDING of GARAGE WALLS
Range | Garage | B397 |  | DRYWALL 1/2"
Range | Garage | C398 |  | Drywall 1/2" Typical - Interior Cladding for Exterior Walls - AVERAGE
Range | Garage | B401 |  | DRYWALL 5/8"
Range | Garage | C402 |  | Drywall 5/8" Typical - Interior Cladding for Exterior Walls - AVERAGE
Range | Garage | B406 |  | OTHER CLADDING MATERIALS
Range | Garage | A419 |  | GARAGE WINDOWS
Range | Garage | A420 |  | DOUBLE PANE WINDOWS
Range | Garage | A425 |  | WINDOWS - SPECIFIC MANUFACTURERS
Range | Garage | A436 |  | GARAGE CEILING
Range | Garage | A437 |  | GARAGE CEILING CLADDING
Range | Garage | B438 |  | DRYWALL 1/2"
Range | Garage | C439 |  | Drywall 1/2" - Ceilings - AVERAGE
Range | Garage | B442 |  | DRYWALL 5/8"
Range | Garage | C443 |  | Drywall 5/8" - Ceilings - AVERAGE
Range | Garage | B446 |  | OTHER CEILING FINISHES
Range | Garage | A458 |  | GARAGE ROOF
Range | Garage | A459 |  | WOOD FRAME CONSTRUCTION
Range | Garage | D459 |  | FRAMING SPACING:
Range | Garage | B460 |  | 2x4 WOOD FRAMING
Range | Garage | B467 |  | 2x6 WOOD FRAMING
Range | Garage | B474 |  | 2x8 WOOD FRAMING
Range | Garage | B481 |  | 2x10 WOOD FRAMING
Range | Garage | B488 |  | 2x12 WOOD FRAMING
Range | _Garage | B413 |  | WOOD FRAMING
Range | Garage | B495 |  | WOOD TRUSS FRAMING
Range | Garage | B497 |  | WOOD I-JOIST FRAMING
Range | Garage | A508 |  | ROOF DECKING
Range | Garage | B509 |  | WOOD SHEET PRODUCTS - 5/8"
Range | Garage | B513 |  | GYPSUM PANELS 1/2"
Range | Garage | A520 |  | ROOFING MEMBRANE
Range | Garage | B521 |  | ROOFING MEMBRANE
Range | Garage | B528 |  | SHEET BARRIER
Range | Garage | C529 |  | Sheet barrier - AVERAGE
Range | Garage | B537 |  | LIQUID APPLIED BARRIER
Range | Garage | C538 |  | Liquid applied barrier - AVERAGE
Range | Garage | A541 |  | ROOF STRAPPING
Range | Garage | D541 |  | STRAPPING SPACING:
Range | Garage | B542 |  | 1x3 WOOD STRAPPING
Range | Garage | B549 |  | 1x4 WOOD STRAPPING
Range | Garage | B556 |  | 2x4 WOOD STRAPPING
Range | _Garage | B449 |  | WOOD STRAPPING
Range | Garage | A563 |  | ROOFING
Range | Garage | B564 |  | ASPHALT SHINGLES
Range | Garage | C565 |  | Asphalt Shingles - Roofing - AVERAGE
Range | Garage | B579 |  | STEEL PANELS
Range | Garage | C580 |  | Steel Panels - Roofing - AVERAGE
Range | Garage | B587 |  | ALUMINUM PANELS
Range | Garage | C588 |  | Aluminum l Panels - Roofing - AVERAGE
Range | Garage | B591 |  | FIBER CEMENT ROOFING
Range | Garage | C592 |  | Fiber Cement roofing - AVERAGE
Range | Garage | B595 |  | OTHER ROOFING OPTIONS
Range | User-Defined | A1 |  | SECTION 14 ➜ COMPONENT MATERIALS FOR
Range | User-Defined | E1 |  | USER-DEFINED MATERIALS
Range | User-Defined | B2 | TRUE | INSTRUCTIONS FOR USING AN EXISTING DATABASE MATERIAL: << double-click >> - Select material from LIGHT YELLOW DROPDOWN CELL (column C) matching the units of measurement for the material (volume, area, length, or R-value & area) - Enter all required inputs into DARK YELLOW cells for that row, including '1' in select column. - If adding insulation, enter its total R-VALUE (I-P units) in column B & surface area in column D. - To add a material to a specific section, use the dropdown in column A.
Range | User-Defined | F2 | TRUE | INSTRUCTIONS FOR ADDING A MATERIAL NOT IN THE DATABASE: (user must know all required information) In a row with CUSTOM as the category, ENTER CUSTOM DATA into all DARK YELLOW fields (CATEGORY, MATERIAL, QUANITY, UNIT, %, kgCO2e EMISSIONS, kgCO2e STORAGE). - Only use A1-A3 values from EPDs. - Changing the category name does not move the entry to another building section total.
Range | User-Defined | P2 | TRUE | Caution: Any user-defined options that have not been validated and approved will reduce the reliability of results.
Range | User-Defined | A3 |  | CATEGORY
Range | User-Defined | D3 |  | MATERIAL
Range | User-Defined | E3 |  | QUANTITY
Range | User-Defined | F3 |  | UNIT
Range | User-Defined | I3 |  | SELECT
Range | _User-Defined | J3 | TRUE | NET kgCO2e EMISSIONS
-
Range | _User-Defined | K3 | TRUE | SELECTED MATERIAL kgCO2e CONTENT
-
Range | User-Defined | L3 | TRUE | kgCO2e EMISSIONS
-
Range | User-Defined | M3 | TRUE | kgCO2 STORAGE
-
Range | User-Defined | N3 | TRUE | Note
-
Range | _User-Defined | O3 | TRUE | Include Long Cycle
-
Range | User-Defined | P3 | TRUE | kgCO2e EMISSIONS SUBTOTAL FOR USER-DEFINED MATERIALS
Range | User-Defined | Q3 | TRUE | kgCO2e STORAGE SUBTOTAL FOR USER-DEFINED MATERIALS
Range | User-Defined | A5 |  | EXISTING DATABASE MATERIALS
Range | User-Defined | C6 |  | MATERIALS BY VOLUME
Range | User-Defined | B7 |  | VOLUME
Range | User-Defined | B8 |  | VOLUME
Range | User-Defined | B9 |  | VOLUME
Range | User-Defined | C10 |  | MATERIALS BY AREA
Range | User-Defined | B11 |  | AREA
Range | User-Defined | B12 |  | AREA
Range | User-Defined | B13 |  | AREA
Range | User-Defined | C14 |  | MATERIALS BY LENGTH
Range | User-Defined | B15 |  | LENGTH
Range | User-Defined | B16 |  | LENGTH
Range | User-Defined | B17 |  | LENGTH
Range | User-Defined | C18 |  | MATERIALS BY AREA & R-VALUE
Range | User-Defined | A22 |  | CUSTOM USER-DEFINED MATERIALS
- | _User-Defined | B23 | Ignore this row | Cladding
- | _User-Defined | B24 | Ignore this row | User-Defined
- | _User-Defined | B25 | Ignore this row | User-Defined
- | _User-Defined | B26 | Ignore this row | User-Defined
- | _User-Defined | B27 | Ignore this row | User-Defined
Range | User-Defined | B28 | TRUE | Note: User-Defined materials will be listed separately in summary reports.
Range | REVIEW | A1 |  | SECTION 12 ➜ REVIEW
Range | REVIEW | C1 |  | SELECTED MATERIALS
Range | REVIEW | A2 |  | SECTION
Range | REVIEW | B2 |  | CATEGORY
Range | REVIEW | C2 |  | MATERIAL
Range | _REVIEW | D2 | TRUE | NET CARBON FOOTPRINT [kg CO2e]
Range | REVIEW | E2 | TRUE | CARBON EMISSIONS [kg CO2e]
Range | REVIEW | F2 | TRUE | STORAGE [kg CO2e]
Range | _REVIEW | G2 | TRUE | STORAGE LONG CYCLE [kg CO2e]
Range | REVIEW | H2 |  | Quantity
Range | RESULTS | A2 |  | Material Carbon Emissions Estimator (MCE2)
Range | RESULTS | I2 |  | Project Carbon Emissions Estimates
Range | RESULTS | B3 |  | PROJECT SUMMARY
Range | RESULTS | F5 |  | Project:
Range | RESULTS | F6 |  | Evaluator:
Range | RESULTS | F7 |  | Location:
Range | RESULTS | F8 |  | Home description:
Range | RESULTS | F9 |  | Building Size:
Range | RESULTS | F10 |  | Project Notes:
Shape | RESULTS | Rectangle 3 |  | Project Photo or Image Here (Insert -> Pictures)
Range | RESULTS | F12 |  | Material Emissions
Range | RESULTS | J12 |  | Operational Emissions
Range | _RESULTS | F13 | TRUE | Carbon Emmissions tonnes CO2e
Range | RESULTS | F13 | TRUE | Carbon Emmissions tonnes CO2e
Range | _RESULTS | G13 | TRUE | Storage tonnes CO2
Range | RESULTS | G13 | TRUE | Storage tonnes CO2
Range | RESULTS | J13 | TRUE | tonnes CO2e / yr
Range | RESULTS | K13 | TRUE | t CO2e / 30 yrs
Range | RESULTS | B14 | TRUE | MCI per Conditioned Floor area:
Range | RESULTS | D14 | TRUE | kg CO2/m2 cfa
Range | RESULTS | B15 |  | MCI per Bedrooms:
Range | RESULTS | D15 | TRUE | Tonnes CO2e per bedroom
-
Range | RESULTS | J17 |  | Base load excluded?
Range | RESULTS | B18 |  | RECOMMENDATIONS
Range | RESULTS | B19 |  | User or embodied carbon advisor to provide recommendations here…
Range | RESULTS | B21 |  | CANADA NATIONAL GUIDELINES FOR WHOLE BUILDING LCA
Range | RESULTS | B23 |  | Results from MCE2 have the intended use of informing design and/or meeting requirements, if the requirements clearly indicated MCE2 as an acceptable tool. Results from MCE2 are not intended to be a performance declaration as defined by ISO 14044 and is not intended to support comparative assertions by the definitions of ISO 14044.
Range | RESULTS | B27 |  | Name of commisioner of the assessment:
Range | RESULTS | B28 |  | Name of assessor(s):
Range | RESULTS | B29 |  | Qualification(s) of assessor(s):
Range | RESULTS | B30 |  | Date of assessment:
Range | RESULTS | B31 |  | Verification:
Range | RESULTS | B32 |  | Name and contact of verifier:
Range | RESULTS | B33 |  | Functional equivalent:
Range | RESULTS | B34 |  | If other, please define:
Range | RESULTS | B35 |  | Reference units: See Project Information above
Range | RESULTS | B36 |  | System boundary: LCA results include modules A1-A3 (cradle-to-gate analysis). All other modules not declared.
Range | RESULTS | B37 |  | Reference study period: Pre-construction and/or completion of construction only
Range | RESULTS | B38 |  | Scope of the building model: Material use only for product categories listed in MCE2
Range | RESULTS | B39 |  | Data sources: Type III EPDs, or as noted in Column M
Range | RESULTS | B40 |  | Delayed emissions: Climate effects of delayed emissions resulting from biogenic carbon do not include potential impacts of carbon released at end of product life.
Range | _RESULTS | B18 | Ignore this translation (this cell is deleted) | PROJECT EMISSIONS TIMELINE
Range | _RESULTS | B28 | Ignore this translation (this cell is deleted) | Chart information
Range | _RESULTS | B29 | TRUE - Ignore this translation (this cell is deleted) | Note: In grids with low carbon intensities, MCE2 users should consider energy efficiency measures to reduce overall loads on local and regional grids. The Cumulative Carbon Emissions chart offers a simplified view of the climate impact of materials manufacturing and building operations for the initial 30 years. This chart should be used as a directional guidepost for where to focus carbon reduction efforts, rather than as a predictive model for future emissions. There are several unknowns which may cause deviations from this model, some of which are described below. Notes on simplifying assumptions - Only the cradle-to-gate new construction material carbon emissions are modeled. Realistically, there would be some fluctuations in material carbon due to renovations, maintenance, material decomposition, etc. - The operational carbon emissions, the grey line, is shown to increase at the same annual rate. This too, in reality, will vary from year to year and especially as the building ages. - GHG emissions associated with fuels and electricity generation (by province or territory) are unchanging values. These values should be reasonably expected to change over time.
Range | RESULTS | B75 |  | Users can adjust the emissions factors that are used to calculate the operational emissions associated with the home based on various assumptions.
Range | RESULTS | B76 |  | 1 – HOT2000 v.12.13 emissions factors
Range | RESULTS | B77 |  | 2 – NBC 2025 emissions factors
Range | RESULTS | B78 |  | 3 – Users can override these values by manually entering the regional emissions factors provided by the Authority Having Jurisdiction in the cells above.
Range | RESULTS | B79 |  | Notes:
Range | RESULTS | B80 |  | - In grids with low carbon emissions intensities, MCE2 users should consider energy efficiency measures to reduce overall loads on local and regional electrical distribution networks.
Range | RESULTS | B81 |  | - Only the cradle-to-gate material carbon emissions are modeled for new construction elements. MCE2 does not consider material carbon over the life of the building due to renovations, maintenance, material replacement, or other factors.
Range | RESULTS | B82 |  | - GHG operational emissions provided, are estimates only. Several factors will impact the actual emissions of the home, especially in mixed grids where various fuels are used or where energy is imported across jurisdictions to generate supply for peak loads.
Range | RESULTS | B87 |  | Project Carbon Emissions Results
Range | RESULTS | B88 |  | EMISSIONS BY ELEMENT OF THE HOME
Range | RESULTS | B106 |  | TOP 7 MOST CARBON INTENSIVE MATERIALS
Range | RESULTS | B108 |  | Rank
Range | RESULTS | C108 | TRUE | kg CO2e
Range | RESULTS | E108 |  | Section
Range | RESULTS | G108 |  | Material
Range | RESULTS | B117 |  | TOP 3 HIGHEST CARBON STORING MATERIALS
Range | RESULTS | B118 |  | Rank
Range | RESULTS | C118 | TRUE | kg CO2e
Range | RESULTS | E118 |  | Section
Range | RESULTS | G118 |  | Material
Shape | RESULTS | Rounded Rectangle 1 |  | Save This Scenario
Shape | _RESULTS | Group 4,Rectangle 35 | Shape inside another | Material Carbon Intensity, kg CO2/m2
Chart | RESULTS | Chart 55 | Title | Cumulative Carbon Emissions
Chart | RESULTS | Chart 55 | Y-Axis Label | Global Warming Potential, tonnes CO2e
Chart | RESULTS | Chart 55 | X-Axis Label | Years
Chart | RESULTS | Chart 11 | Y-Axis Label | Marterial Carbon Emissions, kg CO2e
Shape | RESULTS | Group 5,Rectangle 7 | Shape inside another | Material Carbon Intensity, kg CO2/m2
Shape | RESULTS | Group 18,Rectangle 19 | Shape inside another | HOT2000
Shape | RESULTS | Group 18,Rectangle 20 | Shape inside another | Electricity (g CO2e/kWh)
Shape | RESULTS | Group 18,Rectangle 21 | Shape inside another | Natural Gas (g CO2e/M3)
Shape | RESULTS | Group 18,Rectangle 24 | Shape inside another | Oil (g CO2e/L)
Shape | RESULTS | Group 18,Rectangle 25 | Shape inside another | Propane (g CO2e/L)
Shape | RESULTS | Group 18,Rectangle 28 | Shape inside another | Wood (g CO2e/kg)
Shape | RESULTS | Group 30,Rectangle 31 | Shape inside another | NBC 2025
Shape | RESULTS | Group 30,Rectangle 32 | Shape inside another | Electricity (g CO2e/kWh)
Shape | RESULTS | Group 30,Rectangle 33 | Shape inside another | Natural Gas (g CO2e/M3)
Shape | RESULTS | Group 30,Rectangle 36 | Shape inside another | Oil (g CO2e/L)
Shape | RESULTS | Group 30,Rectangle 37 | Shape inside another | Propane (g CO2e/L)
Shape | RESULTS | Group 30,Rectangle 40 | Shape inside another | Wood (g CO2e/kg)
Shape | RESULTS | Group 42,Rectangle 43 | Shape inside another | User override
Shape | RESULTS | Group 42,Rectangle 44 | Shape inside another | Electricity (g CO2e/kWh)
Shape | RESULTS | Group 42,Rectangle 45 | Shape inside another | Natural Gas (g CO2e/M3)
Shape | RESULTS | Group 42,Rectangle 48 | Shape inside another | Oil (g CO2e/L)
Shape | RESULTS | Group 42,Rectangle 49 | Shape inside another | Propane (g CO2e/L)
Shape | RESULTS | Group 42,Rectangle 52 | Shape inside another | Wood (g CO2e/kg)
Shape | SCENARIOS | btn_reset_1 |  | Reset Calculator
Shape | SCENARIOS | btn_delete_1 |  | Delete Scenario
Shape | SCENARIOS | btn_reset_all |  | Recalculate All Scenarios
Range | SCENARIOS | C2 |  | Project Carbon Emissions Scenarios
Range | SCENARIOS | C3 |  | How to use this TAB:
Range | SCENARIOS | E3 |  | 1. Users can save scenarios to this page in order to compare results generated in the calculator.
Range | SCENARIOS | E4 |  | 2. All data associated with the saved scenarios can be re-populated across the spreadsheet.
Range | SCENARIOS | E5 |  | 3. To populate a scenario in the estimator, users can select the scenario by clicking on the green button labeled "Reset Calculator" on the left.
Range | SCENARIOS | E6 |  | 4. Users can establish custom scenarios and apply these to different homes by loading a new geometry in the USER INPUT SHEET and clicking on the blue button on the left labeled "Recalculate all Scenarios".
Range | SCENARIOS | E7 |  | 5 . This will calculate new values associated with the updated geometry for each saved scenario below.
Range | SCENARIOS | B10 |  | Notes
Range | SCENARIOS | B11 | TRUE | MCE Total (tonnes CO2e)
Range | SCENARIOS | B12 | TRUE | Embodied Carbon per m2 (kg CO2e / m2)
Range | _SCENARIOS | B13 |  | Elec. kWh/yr
Range | SCENARIOS | B13 |  | Elec. kWh/yr (Consumption)
Range | SCENARIOS | B14 |  | Elec. kWh/yr (Base Load)
Range | SCENARIOS | B15 |  | Elec. kWh/yr (Generation)
Range | SCENARIOS | B16 | TRUE | N. Gas m3/yr
Range | _SCENARIOS | B15 |  | Elec. kWh/yr
Range | SCENARIOS | B17 |  | Propane L/yr
Range | SCENARIOS | B18 |  | Oil L/yr
Range | SCENARIOS | B19 |  | Wood kg/yr
Range | SCENARIOS | B20 |  | Exclude Base Load for NBC
Range | SCENARIOS | B21 |  | Province
Range | SCENARIOS | B24 | TRUE | Footings & Slabs (kg CO2e)
Range | SCENARIOS | B25 | TRUE | Foundation Walls (kg CO2e)
Range | SCENARIOS | B26 | TRUE | Structural Elements (kg CO2e)
Range | SCENARIOS | B27 | TRUE | Ext. Walls (kg CO2e / m2)
Range | SCENARIOS | B28 | TRUE | Ext. Wall Systems (kg CO2e)
Range | SCENARIOS | B29 | TRUE | Party Walls (kg CO2e)
Range | SCENARIOS | B30 | TRUE | Cladding (kg CO2e)
Range | SCENARIOS | B31 | TRUE | Windows (kg CO2e)
Range | SCENARIOS | B32 | TRUE | Int. Walls (kg CO2e)
Range | SCENARIOS | B33 | TRUE | Floors (kg CO2e)
Range | SCENARIOS | B34 | TRUE | Ceilings (kg CO2e)
Range | SCENARIOS | B35 | TRUE | Roof (kg CO2e)
Range | SCENARIOS | B36 | TRUE | Garage (kg CO2e)
Range | SCENARIOS | B37 | TRUE | User-Defined (kg CO2e)
Range | Dropdown Lists | A1 |  | Thickness
Range | Dropdown Lists | B1 |  | Spacing
Range | Dropdown Lists | C1 |  | Steel Joist Spacing
Range | Dropdown Lists | D1 |  | Roof insulation parallel to…
Range | Dropdown Lists | E1 |  | Automated: User-defined options: VOLUME – m3
Range | Dropdown Lists | F1 |  | Automated: User-defined options: SURFACE AREA – m2
Range | Dropdown Lists | G1 |  | Automated: User-defined options: Length - m
Range | Dropdown Lists | H1 |  | Automated: User-defined options: R-Value & Area - m2-RSI
Range | Dropdown Lists | J1 |  | Y/N?
Range | Dropdown Lists | A2 |  | in
Range | Dropdown Lists | D2 |  | Roof surface
Range | Dropdown Lists | J2 |  | Yes
Range | Dropdown Lists | D3 |  | Ceiling surface
Range | Dropdown Lists | J3 |  | No
Range | Data | A1 |  | SECTION
Range | Data | B1 |  | COMPONENT
Range | Data | C1 |  | MATERIAL
Range | Data | H1 |  | Row Index
Range | Data | K1 |  | Items selected
Range | Data | L1 |  | RANK
Range | Data | M1 |  | NET CARBON
Range | Data | N1 |  | TAB
Range | Data | O1 |  | SECTION
Range | Data | P1 |  | MATERIAL
Range | Data | R1 |  | Year
Range | Data | S1 |  | Materials
Range | Data | T1 |  | Operations
Range | Data | U1 |  | Total
Range | Data | W3 |  | Emissions
Range | Data | X3 |  | Emissions Bar
Range | Data | Y3 |  | Scaled iIndicator
Range | Data | Z3 |  | Lower Bound
Range | Data | AC1 |  | Year
Range | Data | AD1 |  | Materials
Range | Data | AE1 |  | Electricity
Range | Data | AF1 |  | Natural Gas
Range | Data | AG1 |  | Oil
Range | Data | AH1 |  | Propane
Range | Data | AI1 |  | Wood
Range | Data | AA3 |  | Upper Bound
Range | Data | L10 |  | Least negative values
Range | Data | N15 |  | Section
Range | Data | O15 | TRUE | Embodied Carbon [kg CO2e]
- | _Data | K16 | Ignore this cell of the Data sheet | Footings & Slabs
- | _Data | K17 | Ignore this cell of the Data sheet | Foundation Walls
- | _Data | K18 | Ignore this cell of the Data sheet | Structural Elements
- | _Data | K19 | Ignore this cell of the Data sheet | Exterior Walls
- | _Data | K20 | Ignore this cell of the Data sheet | Exterior Wall Systems
- | _Data | K21 | Ignore this cell of the Data sheet | Party Walls
- | _Data | K22 | Ignore this cell of the Data sheet | Cladding
- | _Data | K23 | Ignore this cell of the Data sheet | Windows
- | _Data | K24 | Ignore this cell of the Data sheet | Interior Walls
- | _Data | K25 | Ignore this cell of the Data sheet | Floors
- | _Data | K26 | Ignore this cell of the Data sheet | Ceilings
- | _Data | K27 | Ignore this cell of the Data sheet | Roof
- | _Data | K28 | Ignore this cell of the Data sheet | Garage
- | _Data | K29 | Ignore this cell of the Data sheet | User-Defined
Range | Data | N30 |  | TOTAL
Range | Composite Master Sheet | A1 |  | Composite Product
Range | Composite Master Sheet | B1 |  | Composite Emissions co2
Range | Composite Master Sheet | C1 |  | Composite Storage CO2/m2
Range | Composite Master Sheet | D1 |  | Unit
Range | Composite Master Sheet | E1 |  | Material1
Range | Composite Master Sheet | F1 |  | Incoming Unit
Range | Composite Master Sheet | G1 |  | M1 Emission
Range | Composite Master Sheet | H1 |  | M1 Storage
Range | Composite Master Sheet | I1 |  | Material2
Range | Composite Master Sheet | J1 |  | Incoming Unit
Range | Composite Master Sheet | K1 |  | M2 Emission
Range | Composite Master Sheet | L1 |  | M2 Storage
Range | Composite Master Sheet | M1 |  | Material3
Range | Composite Master Sheet | N1 |  | Incoming Unit
Range | Composite Master Sheet | O1 |  | M3 Emission
Range | Composite Master Sheet | P1 |  | M3 Storage
Range | Composite Master Sheet | Q1 |  | Material4
Range | Composite Master Sheet | R1 |  | Incoming Unit
Range | Composite Master Sheet | S1 |  | M4 Emission
Range | Composite Master Sheet | T1 |  | M4 Storage
Range | Composite Master Sheet | U1 |  | Material5
Range | Composite Master Sheet | V1 |  | Incoming Unit
Range | Composite Master Sheet | W1 |  | M5 Emission
Range | Composite Master Sheet | X1 |  | M5 Storage
Range | Composite Master Sheet | Y1 |  | Notes
Range | Composite Master Sheet | Z1 |  | Product ID of Material1
Range | Composite Master Sheet | AA1 |  | Product ID of Material2
Range | Composite Master Sheet | AB1 |  | Product ID of Material3
Range | Composite Master Sheet | AC1 |  | Product ID of Material4
Range | Composite Master Sheet | AD1 |  | Product ID of Material5
Range | Composite Master Sheet | A2 |  | EPS FOAM ICF R-23, 2 Sheets of 2.75" @ R4/in., 15M rebar (6" CONCRETE CORE must be added separately)
Range | _Composite Master Sheet | A3 | This product is archived | SIP PANEL - R23 6.5" - EPS 5.5" @ R4/in. core, 2 sheets 1/2" OSB
Range | _Composite Master Sheet | A4 | This product is archived | SIP PANEL - R30 8.25" - EPS 7.25" @ R4/in. core, 2 sheets 1/2" OSB
Range | _Composite Master Sheet | A5 | This product is archived | SIP PANEL - R38 10.5" - EPS 9.5" @ R4/in. core, 2 sheets 1/2" OSB
Range | _Composite Master Sheet | A6 | This product is archived | SIP PANEL - R48 12-7/8" - EPS 11.875" @ R4/in. core, 2 sheets 1/2" OSB
Range | Composite Master Sheet | A7 |  | WOOD CHIP CEMENT ICF 12" R-22 with MINERAL WOOL INSERTS, (3 in. @ R4.2/in.), 15M REBAR
Range | Composite Master Sheet | A8 |  | WOOD CHIP CEMENT ICF 14" R-28 with MINERAL WOOL INSERTS (5 in. @ R4.2/in.), 15M REBAR
Range | Composite Master Sheet | A9 |  | WOOD CHIP CEMENT ICF 12" R-21 with CORK BOARD INSERTS (3 in. @ R4/in.), 15M REBAR
Range | Composite Master Sheet | A10 |  | WOOD CHIP CEMENT ICF 14" R-27 with CORK BOARD INSERTS (5 in. @ R4/in.), 15M REBAR
Range | Composite Master Sheet | A11 |  | TREATED WOOD FOUNDATION - 2x8 framing @ 16" OC, 3/4" plywood sheathing
Range | Composite Master Sheet | A12 |  | WOOD FRAME with STRAW BALE INFILL - 14" R-46, Double 2x4 @ 30" o/c
Range | Master sheet | A1 |  | Product
Range | Master sheet | B1 |  | Material
Range | Master sheet | C1 |  | Company (EPD Commissioner)
Range | Master sheet | D1 |  | Brand
Range | Master sheet | E1 |  | Spec's
Range | Master sheet | F1 |  | CSI #
Range | Master sheet | G1 |  | Category
Range | Master sheet | H1 |  | Notes
Range | Master sheet | I1 |  | Country of Mfr
Range | Master sheet | J1 |  | NRCan
Range | Master sheet | K1 |  | Stated EPD kgCO2e / unit
Range | Master sheet | L1 |  | EPD units kgCO2e per
Range | Master sheet | M1 |  | Common Emissions kgCO2e/unit
Range | Master sheet | N1 |  | Units: kgCO2e per
Range | Master sheet | O1 |  | EPD #
Range | Master sheet | P1 |  | Verifying agency
Range | Master sheet | Q1 |  | Exp. Year
Range | Master sheet | R1 |  | Density
Range | Master sheet | S1 |  | Units
Range | Master sheet | T1 |  | Addn'l factors
Range | Master sheet | U1 |  | Units
Range | Master sheet | V1 |  | R-value/inch
Range | Master sheet | W1 |  | Thermal Cond. (k) for RSI
Range | Master sheet | X1 |  | Units
Range | Master sheet | Y1 |  | Biogenic carbon factor
Range | Master sheet | Z1 |  | % Carbon content (kgC/kg)
Range | Master sheet | AA1 |  | Biogenic Storage kgCO2/unit
Range | Master sheet | AB1 |  | Units: kgCO2e per
Range | Master sheet | AC1 |  | WWF Storage Factor kgCO2/kgC
Range | Master sheet | AD1 |  | Carbon content kgC/unit
Range | Master sheet | AE1 |  | Units
Range | Master sheet | AF1 |  | Biogenic CO2 kg - full C value
Range | Master sheet | AG1 |  | Height (m)
Range | Master sheet | AH1 |  | Length (m)
Range | Master sheet | AI1 |  | Width (m)
Range | Master sheet | AJ1 |  | Unit Volume (m3)
Range | Master sheet | AK1 |  | Units/m2
Range | Master sheet | AL1 |  | Product ID
Range | Master sheet | AP1 | qqq | EPD Note
Range | Master sheet | B2 |  | ACQ wood treatment
Range | Master sheet | B3 |  | Adobe block
Range | Master sheet | D3 |  | 8" block wall
Range | Master sheet | E3 |  | Avg of site made and factory made (Cyprus)
Range | Master sheet | B4 |  | Aerogel blanket
Range | Master sheet | C4 |  | Aspen Aerogels
Range | Master sheet | E4 |  | R9.6/inch, White/Grey blanket
Range | Master sheet | B5 |  | Aggregate
Range | Master sheet | E5 |  | Avg construction aggregate (gravel & sand)
Range | Master sheet | B14 |  | Asphalt Shingles
Range | Master sheet | C14 |  | Asphalt Roofing Manufacturers Association
Range | Master sheet | D14 |  | Fiberglass Asphalt Shingles
Range | Master sheet | B15 |  | Asphalt Shingles
Range | Master sheet | C15 |  | Malarkey Roofing
Range | Master sheet | D15 |  | Ecoasis NEX
Range | Master sheet | B16 |  | Asphalt Shingles
Range | Master sheet | C16 |  | Malarkey Roofing
Range | Master sheet | D16 |  | Ecoasis Premium
Range | Master sheet | B17 |  | Asphalt Shingles
Range | Master sheet | C17 |  | Malarkey Roofing
Range | Master sheet | D17 |  | Dura-Seal
Range | Master sheet | B18 |  | Asphalt Shingles
Range | Master sheet | C18 |  | Malarkey Roofing
Range | Master sheet | D18 |  | Highlander NEX
Range | Master sheet | B19 |  | Asphalt Shingles
Range | Master sheet | C19 |  | Malarkey Roofing
Range | Master sheet | D19 |  | Legacy
Range | Master sheet | B20 |  | Asphalt Shingles
Range | Master sheet | C20 |  | Malarkey Roofing
Range | Master sheet | D20 |  | Vista
Range | Master sheet | B21 |  | Asphalt Shingles
Range | Master sheet | C21 |  | Malarkey Roofing
Range | Master sheet | D21 |  | Windsor
Range | Master sheet | B22 |  | Asphalt Shingles
Range | Master sheet | C22 |  | GAF
Range | Master sheet | D22 |  | Timberline
Range | Master sheet | E22 |  | Timberline
Range | Master sheet | B23 |  | Asphalt Shingles
Range | Master sheet | C23 |  | Owens Corning
Range | Master sheet | D23 |  | Duration
Range | Master sheet | B24 |  | Asphalt Shingles
Range | Master sheet | C24 |  | Owens Corning
Range | Master sheet | D24 |  | Oakridge
Range | Master sheet | B25 |  | Asphalt Shingles
Range | Master sheet | C25 |  | Owens Corning
Range | Master sheet | D25 |  | Supreme
Range | Master sheet | B27 |  | Bamboo plywood
Range | Master sheet | C27 |  | Smith & Fong
Range | Master sheet | D27 |  | Plyboo
Range | Master sheet | B28 |  | Bamboo plywood
Range | Master sheet | C28 |  | Smith & Fong
Range | Master sheet | D28 |  | Plyboo
Range | Master sheet | E28 |  | 3/4" (19 mm)
Range | Master sheet | B29 |  | BioBased Tile
Range | Master sheet | C29 |  | Armstrong
Range | Master sheet | D29 |  | BioBased Tile
Range | Master sheet | E29 |  | Non-PVC with BioStride polyester binder, Striations BBT and Migrations BBT
Range | Master sheet | B32 |  | Brick, Clay
Range | Master sheet | C32 |  | Mutual Materials
Range | Master sheet | D32 |  | Avg Face Brick (plant Avg)
Range | Master sheet | E32 |  | 3-5/8" x 2-3/4" x 7-5/8" (92 x 70 x 194 mm) incl. 3/8" mortar
Range | Master sheet | B33 |  | Brick, Clay
Range | Master sheet | C33 |  | Mutual Materials
Range | Master sheet | D33 |  | Avg Thin Face Brick, Columbia Plant
Range | Master sheet | E33 |  | 2-1/2" x 5/8" x 7-1/2" (64 x 16 x 190 mm) incl. 3/8" mortar
Range | Master sheet | B34 |  | Brick, Clay
Range | Master sheet | C34 |  | Interstate
Range | Master sheet | D34 |  | Avg Face Brick
Range | Master sheet | E34 |  | 3-5/8" x 2-3/4" x 7-5/8" (92 x 70 x 194 mm) incl. 3/8" mortar
Range | Master sheet | B35 |  | Brick, Clay
Range | Master sheet | C35 |  | Interstate
Range | Master sheet | D35 |  | Avg Thin Face Brick
Range | Master sheet | E35 |  | 3-9/16" x 5/8" x 11-5/8" (90 x 16 mm x 295) incl. 3/8" mortar
Range | Master sheet | B36 |  | Brick, Clay, Generic Modular
Range | Master sheet | C36 |  | Brick Industry Association
Range | Master sheet | D36 |  | US-Canada Industry Average
Range | Master sheet | E36 |  | 3-5/8" x 2-3/4" x 7-5/8" incl. 3/8" mortar
Range | Master sheet | B37 |  | Brick, Clay
Range | Master sheet | C37 |  | Brick Industry Association
Range | Master sheet | D37 |  | US-Canada Industrywide Average
Range | Master sheet | B38 |  | Carpet
Range | Master sheet | E38 |  | Average from 150 samples in the EC3 database
Range | Master sheet | B39 |  | Carpet
Range | Master sheet | D39 |  | Achievable from EC3
Range | Master sheet | E39 |  | Achievable from 150 samples in the EC3 database
Range | Master sheet | B40 |  | Carpet
Range | Master sheet | D40 |  | Conservative from EC3
Range | Master sheet | E40 |  | Conservative from 150 samples in the EC3 database
Range | Master sheet | B42 |  | Carpet
Range | Master sheet | C42 |  | Interface
Range | Master sheet | D42 |  | Cquest BioX
Range | Master sheet | E42 |  | 1.5 mm Modular tile carpet
Range | Master sheet | B43 |  | Cedar Shingles/shakes
Range | Master sheet | E43 |  | 3/4" coverage
Range | Master sheet | B44 |  | Cedar Siding
Range | Master sheet | C44 |  | Western Red Cedar Lumber Assn
Range | Master sheet | E44 |  | 1 x 6 Boards
Range | Master sheet | B45 |  | Cellulose - batt
Range | Master sheet | C45 |  | CMS
Range | Master sheet | D45 |  | EcoCell
Range | Master sheet | E45 |  | R 3.6/inch
Range | Master sheet | B46 |  | Cellulose - dense pack
Range | Master sheet | D46 |  | Includes AFT, Applegate, Can-Cell, Cell-Pak, Cleanfiber, Climatizer, Fiberlite, Igloo, ICC, Mason City, Nu-Wool, Soprema, Thermo-Kool
Range | Master sheet | E46 |  | R 3.7/inch
Range | Master sheet | B47 |  | Cellulose - loose fill
Range | Master sheet | D47 |  | Includes: AFT, Applegate, Can-Cell, Cell-Pak, Cleanfiber, Climatizer, Fiberlite, Igloo, ICC, Mason City, Nu-Wool, Soprema, Thermo-Kool
Range | Master sheet | E47 |  | R 3.7/inch
Range | Master sheet | B48 |  | Cellulose - spray applied
Range | Master sheet | C48 |  | International Cellulose Corp.
Range | Master sheet | D48 |  | K-13, ThermoCon
Range | Master sheet | E48 |  | R 3.75/inch
Range | Master sheet | B49 |  | Cement board 1/2"
Range | Master sheet | C49 |  | USG
Range | Master sheet | D49 |  | Durock (132)
Range | Master sheet | B50 |  | Cement board 1/2"
Range | Master sheet | C50 |  | USG
Range | Master sheet | D50 |  | Durock (133)
Range | Master sheet | B52 |  | Cement mortar, tile
Range | Master sheet | C52 |  | Tile Council of North America
Range | Master sheet | D52 |  | Includes Mfrs: Ardex, Bostik, Cemenquin/Cement Pro LLC, Crest, Custom Building Products, HB Fuller, Interceramic, Laticrete, Mapei, Parex, Schluter
Range | Master sheet | E52 |  | Industry average. Includes dry-set, modified dry-set and improved modified dry-set cement mortar
Range | Master sheet | B53 |  | Ceramic tile
Range | Master sheet | C53 |  | Crossville
Range | Master sheet | D53 |  | Porcelain
Range | Master sheet | E53 |  | Standard grade
Range | Master sheet | B56 |  | Ceramic tile
Range | Master sheet | C56 |  | Tile Council of North America
Range | Master sheet | D56 |  | Industry average. Includes porcelain, pressed, mosaic and quarry tile
Range | Master sheet | E56 |  | 18.8 kg/m2
Range | Master sheet | B57 |  | Clay plaster
Range | Master sheet | C57 |  | Site mixed
Range | Master sheet | E57 |  | 15 mm
Range | Master sheet | B58 |  | Clay roof tiles
Range | Master sheet | C58 |  | HISPALYT
Range | Master sheet | B61 |  | CMU - Light weight
Range | Master sheet | C61 |  | Brampton Brick (Boehmers)
Range | Master sheet | D61 |  | 8" CarboClave Block
Range | Master sheet | E61 |  | 8 x 8 x 16
Range | Master sheet | B63 |  | CMU - Light weight
Range | Master sheet | C63 |  | Canadian Concrete Masonry Producers Assn, East Region
Range | Master sheet | D63 |  | 8" Light weight blocks
Range | Master sheet | E63 |  | 15 MPa, 390 x 190 x 190 mm
Range | Master sheet | B64 |  | CMU - Light weight
Range | Master sheet | C64 |  | Canadian Concrete Masonry Producers Assn, West Region
Range | Master sheet | D64 |  | 8" Light weight blocks
Range | Master sheet | E64 |  | 15 MPa, 390 x 190 x 190 mm
Range | Master sheet | B68 |  | CMU - Normal weight
Range | Master sheet | C68 |  | Canadian Concrete Masonry Producers Assn, East Region
Range | Master sheet | D68 |  | 8" Normal weight blocks
Range | Master sheet | E68 |  | 15 MPa, 390 x 190 x 190 mm
Range | Master sheet | B69 |  | CMU - Normal weight
Range | Master sheet | C69 |  | Canadian Concrete Masonry Producers Assn, West Region
Range | Master sheet | D69 |  | 8" Normal weight blocks
Range | Master sheet | E69 |  | 15 MPa, 390 x 190 x 190 mm
Range | Master sheet | B72 |  | CMU - Normal weight
Range | Master sheet | C72 |  | Brampton Brick (Boehmers)
Range | Master sheet | D72 |  | 8" CarboClave Block
Range | Master sheet | E72 |  | 8 x 8 x 16
Range | Master sheet | B73 |  | CMU - Rammed earth
Range | Master sheet | C73 |  | Watershed Materials
Range | Master sheet | D73 |  | Watershed Block
Range | Master sheet | B74 |  | CMU - Rammed earth
Range | Master sheet | C74 |  | Watershed Materials
Range | Master sheet | D74 |  | Watershed ZeroBlock
Range | Master sheet | B75 |  | Earthen Floor
Range | Master sheet | C75 |  | Site made
Range | Master sheet | E75 |  | 3" cob, 1" clay plaster
Range | Master sheet | B76 |  | Cob wall
Range | Master sheet | C76 |  | Site mixed
Range | Master sheet | E76 |  | 18" (457 mm) avg. thickness
Range | Master sheet | B77 |  | Compressed earth block
Range | Master sheet | C77 |  | Factory made
Range | Master sheet | D77 |  | Stabilized with 6.5% NHL
Range | Master sheet | E77 |  | 31.5 x 6 x 2.75 " (300 x 150 x 70 mm)
Range | Master sheet | B78 |  | Compressed straw board
Range | Master sheet | C78 |  | Stramit
Range | Master sheet | D78 |  | 60 mm board
Range | Master sheet | E78 |  | R 3.9/inch
Range | Master sheet | B79 |  | Concrete
Range | Master sheet | C79 |  | Butler Concrete
Range | Master sheet | D79 |  | Avg of 19 different 25 Mpa mixes
Range | Master sheet | B80 |  | Concrete - 0-25 MPa, Industry Average Benchmark
Range | Master sheet | C80 |  | CRMCA
Range | Master sheet | D80 |  | Can. Avg.
Range | Master sheet | B81 |  | Concrete - 0-25 MPa, 0-14% FA/SL, GU
Range | Master sheet | C81 |  | CRMCA
Range | Master sheet | D81 |  | Can. Avg.
Range | Master sheet | B82 |  | Concrete - 0-25 MPa, 15-29% Fly Ash, GU
Range | Master sheet | C82 |  | CRMCA
Range | Master sheet | D82 |  | Can. Avg.
Range | Master sheet | B83 |  | Concrete - 0-25 MPa, 30-40% Fly Ash, GU
Range | Master sheet | C83 |  | CRMCA
Range | Master sheet | D83 |  | Can. Avg.
Range | Master sheet | B84 |  | Concrete - 0-25 MPa, 25-34% Slag, GU
Range | Master sheet | C84 |  | CRMCA
Range | Master sheet | D84 |  | Can. Avg.
Range | Master sheet | B85 |  | Concrete - 0-25 MPa, 35-50% Slag, GU
Range | Master sheet | C85 |  | CRMCA
Range | Master sheet | D85 |  | Can. Avg.
Range | Master sheet | B86 |  | Concrete - 26-30 MPa, Canadian Benchmark Average
Range | Master sheet | C86 |  | CRMCA
Range | Master sheet | D86 |  | Can. Avg.
Range | Master sheet | B87 |  | Concrete - 26-30 MPa, 0-14% FA/SL, GU
Range | Master sheet | C87 |  | CRMCA
Range | Master sheet | D87 |  | Can. Avg.
Range | Master sheet | B88 |  | Concrete - 26-30 MPa, 15-29% Fly Ash, GU
Range | Master sheet | C88 |  | CRMCA
Range | Master sheet | D88 |  | Can. Avg.
Range | Master sheet | B89 |  | Concrete - 26-30 MPa, 30-40% Fly Ash, GU
Range | Master sheet | C89 |  | CRMCA
Range | Master sheet | D89 |  | Can. Avg.
Range | Master sheet | B90 |  | Concrete - 26-30 MPa, 25-34% Slag, GU
Range | Master sheet | C90 |  | CRMCA
Range | Master sheet | D90 |  | Can. Avg.
Range | Master sheet | B91 |  | Concrete - 26-30 MPa, 35-50% Slag, GU
Range | Master sheet | C91 |  | CRMCA
Range | Master sheet | D91 |  | Can. Avg.
Range | Master sheet | B92 |  | Concrete - 31-35 MPa, Canadian Benchmark Average
Range | Master sheet | C92 |  | CRMCA
Range | Master sheet | D92 |  | Can. Avg.
Range | Master sheet | B93 |  | Concrete - 31-35 MPa, 0-14% FA/SL, GU
Range | Master sheet | C93 |  | CRMCA
Range | Master sheet | D93 |  | Can. Avg.
Range | Master sheet | B94 |  | Concrete - 31-35 MPa, 15-29% Fly Ash, GU
Range | Master sheet | C94 |  | CRMCA
Range | Master sheet | D94 |  | Can. Avg.
Range | Master sheet | B95 |  | Concrete - 31-35 MPa, 30-40% Fly Ash, GU
Range | Master sheet | C95 |  | CRMCA
Range | Master sheet | D95 |  | Can. Avg.
Range | Master sheet | B96 |  | Concrete - 31-35 MPa, 25-34% Slag, GU
Range | Master sheet | C96 |  | CRMCA
Range | Master sheet | D96 |  | Can. Avg.
Range | Master sheet | B97 |  | Concrete - 31-35 MPa, 35-50% Slag, GU
Range | Master sheet | C97 |  | CRMCA
Range | Master sheet | D97 |  | Can. Avg.
Range | Master sheet | B98 |  | Concrete - 20 MPa, Standard mix
Range | Master sheet | C98 |  | NRMCA
Range | Master sheet | D98 |  | US Avg
Range | Master sheet | B99 |  | Concrete - 20 MPa, 20-30% Fly Ash
Range | Master sheet | C99 |  | NRMCA
Range | Master sheet | D99 |  | US Avg
Range | Master sheet | B100 |  | Concrete - 20 MPa, 30-40% FA/SL
Range | Master sheet | C100 |  | NRMCA
Range | Master sheet | D100 |  | US Avg
Range | Master sheet | B101 |  | Concrete - 20 MPa, 40-50% FA/SL mix
Range | Master sheet | C101 |  | NRMCA
Range | Master sheet | D101 |  | US Avg
Range | Master sheet | B102 |  | Concrete - 20 MPa, >50% SCM mix
Range | Master sheet | C102 |  | NRMCA
Range | Master sheet | D102 |  | US Avg
Range | Master sheet | B104 |  | Cork board insulation
Range | Master sheet | C104 |  | Amorim
Range | Master sheet | D104 |  | Expanded Insulation Corkboard (ICB)
Range | Master sheet | E104 |  | R3.6-inch, 115 kg/m3
Range | Master sheet | B106 |  | Cork flooring
Range | Master sheet | C106 |  | European Resilient Flooring Manufacturers' Institute
Range | Master sheet | D106 |  | Includes: Altro, Amorim, Amtico, Artigo, Aspecta, BeauFlor, Dickson, Mflor, Forbo, Gerflor, IVC, Nora, Polyflor, Tarkett, Kahrs, Windmoller
Range | Master sheet | E106 |  | Cork floor tiles
Range | Master sheet | B108 |  | Cross Laminated Timber (CLT)
Range | Master sheet | C108 |  | Nordic
Range | Master sheet | D108 |  | X-Lam
Range | Master sheet | E108 |  | 3-1/2" (90mm) thick
Range | Master sheet | B109 |  | Cross Laminated Timber (CLT)
Range | Master sheet | C109 |  | Element5
Range | Master sheet | D109 |  | Crosslam CLT
Range | Master sheet | E109 |  | 3-1/2" (90mm) thick
Range | Master sheet | B110 |  | Cross Laminated Timber (CLT)
Range | Master sheet | C110 |  | Kalesnikoff Lumber Co.
Range | Master sheet | E110 |  | 3-1/2" (90mm) thick
Range | Master sheet | B111 |  | Cross Laminated Timber (CLT)
Range | Master sheet | C111 |  | Nordic
Range | Master sheet | D111 |  | Nordic Lam
Range | Master sheet | E111 |  | 3-1/2" (90mm) thick
Range | Master sheet | B112 |  | Cross Laminated Timber (CLT)
Range | Master sheet | C112 |  | Vaagen Timbers
Range | Master sheet | D112 |  | Crosslam CLT
Range | Master sheet | E112 |  | 3-1/2" (90mm) thick
Range | Master sheet | B113 |  | Cross Laminated Timber (CLT)
Range | Master sheet | C113 |  | Structurlam
Range | Master sheet | D113 |  | CrossLam
Range | Master sheet | E113 |  | 3-1/2" (90mm) thick
Range | Master sheet | B114 |  | Dowel Laminated Timber
Range | Master sheet | C114 |  | StructureCraft
Range | Master sheet | D114 |  | DowelLam
Range | Master sheet | E114 |  | 3-1/2" (90mm) thick
Range | Master sheet | B118 |  | Drywall 1/2"
Range | Master sheet | C118 |  | Pabco
Range | Master sheet | D118 |  | QuietRock
Range | Master sheet | E118 |  | QuietRock 1/2"
Range | Master sheet | B119 |  | Drywall 5/8"
Range | Master sheet | D119 |  | Includes American Gypsum, CertainTeed, Continental, Georgia-Pacific, National Gypsum, Pabco, USG, CGC
Range | Master sheet | B121 |  | Drywall 5/8"
Range | Master sheet | C121 |  | USG
Range | Master sheet | D121 |  | Sheetrock Brand EcoSmart Firecode X
Range | Master sheet | E121 |  | 5/8'' type X
Range | Master sheet | B122 |  | EPDM Roofing Membrane
Range | Master sheet | C122 |  | SPRI
Range | Master sheet | B125 |  | EPS foam board
Range | Master sheet | C125 |  | EPS Industry Alliance
Range | Master sheet | E125 |  | R 3.6/inch, Type I, 10 psi (70 kPa)
Range | Master sheet | B126 |  | EPS foam board
Range | Master sheet | C126 |  | EPS Industry Alliance
Range | Master sheet | E126 |  | R 4.0/inch, Type II, 15 psi (100 kPa)
Range | Master sheet | B127 |  | EPS foam board
Range | Master sheet | C127 |  | EPS Industry Alliance
Range | Master sheet | E127 |  | R 4.2/inch, Type IX, 25 psi (170 kPa)
Range | Master sheet | B128 |  | EPS foam board
Range | Master sheet | C128 |  | EPS Industry Alliance
Range | Master sheet | E128 |  | R 4.3/inch, Type XV, 60 psi (400 kPa)
Range | Master sheet | B131 |  | EPS foam board with graphite
Range | Master sheet | C131 |  | BASF
Range | Master sheet | D131 |  | Neopor F 5200 Plus
Range | Master sheet | E131 |  | R 4.7-inch, Type IX, 25 psi
Range | Master sheet | B132 |  | EPS foam board with graphite
Range | Master sheet | C132 |  | BASF
Range | Master sheet | D132 |  | Neopor F 5200 & F 5300 Plus BMB
Range | Master sheet | E132 |  | R 4.7/inch, Type II, 15 psi (Type 2, 110 kPa)
Range | Master sheet | B133 |  | EPS foam board with graphite
Range | Master sheet | C133 |  | BASF
Range | Master sheet | D133 |  | Neopor F 5200 & F 5300 Plus BMB
Range | Master sheet | E133 |  | R 4.7/inch, Type IX, 25 psi (Type 9, 175 kPa)
Range | Master sheet | B134 |  | EPS foam board with graphite
Range | Master sheet | C134 |  | BASF
Range | Master sheet | D134 |  | Neopor F 5200 Plus
Range | Master sheet | E134 |  | R 4.7/inch, Type II, 15 psi (Type 2, 110 kPa)
Range | Master sheet | B135 |  | Fiber Cement roofing
Range | Master sheet | C135 |  | Cembrit
Range | Master sheet | D135 |  | Corrugated sheets
Range | Master sheet | E135 |  | 6.5 mm
Range | Master sheet | B136 |  | Fiber Cement roofing
Range | Master sheet | C136 |  | Cembrit
Range | Master sheet | D136 |  | Slates
Range | Master sheet | E136 |  | 4 mm
Range | Master sheet | B140 |  | Fiberglass batt
Range | Master sheet | C140 |  | CertainTeed
Range | Master sheet | D140 |  | Sustainable Insulation
Range | Master sheet | E140 |  | R 3.6/inch
Range | Master sheet | B143 |  | Fiberglass batt
Range | Master sheet | C143 |  | Johns Manville
Range | Master sheet | D143 |  | Unfaced, ComfortTherm, Cavity-SHIELD, FSK-25
Range | Master sheet | E143 |  | R 3.4/inch
Range | Master sheet | B144 |  | Fiberglass batt
Range | Master sheet | C144 |  | NAIMA
Range | Master sheet | E144 |  | R 4.4/inch
Range | Master sheet | B145 |  | Fiberglass batt & roll
Range | Master sheet | C145 |  | Owens Corning
Range | Master sheet | D145 |  | Unfaced, PINK Next Gen Fiberglas
Range | Master sheet | E145 |  | R 3.6/inch avg.
Range | Master sheet | B146 |  | Fiberglass loose fill
Range | Master sheet | C146 |  | CertainTeed
Range | Master sheet | D146 |  | InsulSafe, Optima, TruComfort
Range | Master sheet | E146 |  | R 2.6/inch
Range | Master sheet | B149 |  | Fiberglass loose fill
Range | Master sheet | C149 |  | Owens Corning
Range | Master sheet | D149 |  | AttiCat, ProCat, ProPink
Range | Master sheet | E149 |  | R 3.28/inch
Range | Master sheet | B150 |  | Fiberglass loose fill
Range | Master sheet | C150 |  | NAIMA
Range | Master sheet | D150 |  | Includes : CertainTeed, Inc. Saint-Gobin, Johns Manville, Knauf Insulation North America, Owens Corning
Range | Master sheet | E150 |  | R 2.2/inch
Range | Master sheet | B155 |  | Foam glass board
Range | Master sheet | C155 |  | Pittsburgh Corning Europe
Range | Master sheet | D155 |  | FOAMGLAS T4+
Range | Master sheet | E155 |  | R 3.5/inch
Range | Master sheet | B157 |  | Foam glass board
Range | Master sheet | C157 |  | Pittsburgh Corning Europe
Range | Master sheet | D157 |  | FOAMGLAS F
Range | Master sheet | E157 |  | R 2.9/inch
Range | Master sheet | B158 |  | Foam glass board
Range | Master sheet | C158 |  | Pittsburgh Corning Europe
Range | Master sheet | D158 |  | FOAMGLAS S3
Range | Master sheet | E158 |  | R 3.2/inch
Range | Master sheet | B159 |  | Foam glass board
Range | Master sheet | C159 |  | Pittsburgh Corning Europe
Range | Master sheet | D159 |  | FOAMGLAS T3+
Range | Master sheet | E159 |  | R 4.0/inch
Range | Master sheet | B160 |  | Glued laminated timber
Range | Master sheet | C160 |  | American Wood Council & Canadian Wood Council
Range | Master sheet | B161 |  | Glued laminated timber
Range | Master sheet | C161 |  | Structurlam
Range | Master sheet | D161 |  | Glulam Plus
Range | Master sheet | E161 |  | 3-1/2" (90mm) thick
Range | Master sheet | B162 |  | Glued Laminated Timber (Glulam)
Range | Master sheet | C162 |  | Vaagen Timbers
Range | Master sheet | E162 |  | Colville, WA
Range | Master sheet | B163 |  | Glued Laminated Timber (Glulam)
Range | Master sheet | C163 |  | Kalesnikoff Lumber Co.
Range | Master sheet | E163 |  | BC
Range | Master sheet | B164 |  | Glued Laminated Timber (Glulam)
Range | Master sheet | C164 |  | Western Archrib
Range | Master sheet | E164 |  | Manitoba
Range | Master sheet | B165 |  | Glued Laminated Timber (Glulam)
Range | Master sheet | C165 |  | Western Archrib
Range | Master sheet | E165 |  | Alberta
Range | Master sheet | B166 |  | Glued Laminated Timber (Glulam)
Range | Master sheet | C166 |  | Element5
Range | Master sheet | E166 |  | Ontario
Range | Master sheet | B168 |  | Gypsum panels - glass mat
Range | Master sheet | C168 |  | Gypsum Association
Range | Master sheet | D168 |  | North American Industry Average
Range | Master sheet | B169 |  | Gypsum panels - glass mat
Range | Master sheet | C169 |  | Georgia-Pacific
Range | Master sheet | D169 |  | DensGlass Sheathing
Range | Master sheet | B170 |  | Gypsum panels - glass mat
Range | Master sheet | C170 |  | USG
Range | Master sheet | D170 |  | Securock ExoAir 430
Range | Master sheet | B172 |  | Hardwood flooring
Range | Master sheet | C172 |  | mafi
Range | Master sheet | D172 |  | Natural Hardwood Planks
Range | Master sheet | E172 |  | 3/4", 3 ply laminated solid, oil pre-finished
Range | Master sheet | B174 |  | Hardwood flooring
Range | Master sheet | C174 |  | NWFA and Decorative Hardwoods Association
Range | Master sheet | D174 |  | Solid Wood Flooring
Range | Master sheet | B175 |  | Hardwood flooring
Range | Master sheet | C175 |  | Wickham
Range | Master sheet | D175 |  | Solid Hardwood
Range | Master sheet | B176 |  | Helical pier
Range | Master sheet | C176 |  | Generic
Range | Master sheet | E176 |  | 3" Nominal Pipe, 3.5 x 3/16" (89 x 5.5 mm), 10" Helix, Sched 40 STD Galvanized steel
Range | Master sheet | B178 |  | Hemp fiber batt
Range | Master sheet | C178 |  | NaturFibre
Range | Master sheet | D178 |  | Hemp Wool
Range | Master sheet | E178 |  | R 3.7/inch
Range | Master sheet | B182 |  | Hempcrete / Cast in-situ
Range | Master sheet | C182 |  | IsoHemp
Range | Master sheet | D182 |  | Europe
Range | Master sheet | E182 |  | R 2.1/inch
Range | Master sheet | B183 |  | Hempcrete block
Range | Master sheet | C183 |  | Isohemp
Range | Master sheet | D183 |  | Hemp Block PAL36EX including mortar / 600 x 300 x 360 mm
Range | Master sheet | E183 |  | R 2/inch
Range | Master sheet | B184 |  | Hempcrete block
Range | Master sheet | C184 |  | Senini
Range | Master sheet | D184 |  | Blocco Ambiente / 200 x 500 x 300 mm / 330 kg/m3
Range | Master sheet | E184 |  | R 2.1/inch
Range | Master sheet | B185 |  | Hempcrete / Cast in-situ
Range | Master sheet | C185 |  | Senini
Range | Master sheet | D185 |  | Bio Beton Jet / 230 kg/m3
Range | Master sheet | E185 |  | R 2.7/inch
Range | Master sheet | B186 |  | Hempcrete dry fill
Range | Master sheet | C186 |  | Senini
Range | Master sheet | D186 |  | Bio Beton Pronto / 190 kg/m3
Range | Master sheet | E186 |  | R 2.7/inch
Range | Master sheet | B187 |  | Hempcrete / Cast in-situ
Range | Master sheet | C187 |  | Site mixed
Range | Master sheet | D187 |  | Europe
Range | Master sheet | E187 |  | R 2.1/inch, Avg. of 9 mixes
Range | Master sheet | B188 |  | Hempcrete / Cast in-situ
Range | Master sheet | C188 |  | Site mixed
Range | Master sheet | D188 |  | USA
Range | Master sheet | E188 |  | R 2.1/inch, Avg. mix using NHL & PHL
Range | Master sheet | B191 |  | Laminated strand lumber (LSL)
Range | Master sheet | C191 |  | American Wood Council & Canadian Wood Council
Range | Master sheet | B192 |  | Laminated veneer lumber (LVL)
Range | Master sheet | C192 |  | American Wood Council & Canadian Wood Council
Range | Master sheet | B194 |  | Laminated veneer lumber (LVL)
Range | Master sheet | C194 |  | RedBuilt
Range | Master sheet | D194 |  | RedLam LVL
Range | Master sheet | B195 |  | Laminated veneer lumber (LVL)
Range | Master sheet | C195 |  | Boise Cascade
Range | Master sheet | D195 |  | Versa-Lam
Range | Master sheet | B198 |  | Lime/Cork Plaster (Ext. & Int.)
Range | Master sheet | C198 |  | Diasen
Range | Master sheet | D198 |  | Diathonite Evolution, R3.2-inch
Range | Master sheet | B199 |  | Lime/Cork Plaster (Ext. & Int.)
Range | Master sheet | C199 |  | Diasen
Range | Master sheet | D199 |  | Diathonite Thermactive.037, R3.9-inch
Range | Master sheet | B202 |  | Linoleum flooring
Range | Master sheet | C202 |  | Tarkett
Range | Master sheet | D202 |  | Lino Acoustic
Range | Master sheet | E202 |  | 3.8 mm sheet style linoleum with polyurethane foam backing
Range | Master sheet | B203 |  | Linoleum flooring
Range | Master sheet | C203 |  | Tarkett
Range | Master sheet | D203 |  | Lino Veneto xf2, Etrusco, Style Elle¦Emme, Veneto, Originale, LinoRail, Linosport
Range | Master sheet | E203 |  | 2.5 mm sheet style linoleum
Range | Master sheet | B204 |  | Linoleum flooring
Range | Master sheet | C204 |  | Tarkett
Range | Master sheet | D204 |  | Veneto Acoustic Cork
Range | Master sheet | E204 |  | 4.4 mm sheet style linoleum with cork backing
Range | Master sheet | B205 |  | Linoleum flooring
Range | Master sheet | C205 |  | Forbo
Range | Master sheet | D205 |  | Marmoleum Striato
Range | Master sheet | E205 |  | 2.5 mm sheet style linoleum
Range | Master sheet | B206 |  | Linoleum flooring
Range | Master sheet | C206 |  | Gerflor
Range | Master sheet | D206 |  | DLW Linoleum Acousticplus
Range | Master sheet | E206 |  | 4.0 mm sheet style linoleum
Range | Master sheet | B209 |  | Masonry cement
Range | Master sheet | C209 |  | Portland Cement Association
Range | Master sheet | D209 |  | Includes Argos, Buzzi, CalPortland, Capitol Aggregates, Cemex, Essroc, LafargeHolcim, Monarch, St. Mary's, Titan
Range | Master sheet | B210 |  | Masonry Mortar Mix
Range | Master sheet | C210 |  | 1 part Masonry cement
Range | Master sheet | D210 |  | 3 parts avg sand
Range | Master sheet | B211 |  | Metal Panels - Aluminum
Range | Master sheet | C211 |  | Metal Construction Assn.
Range | Master sheet | D211 |  | Includes: ATAS, DMI, Englert, Fabral,McElroy, Pac-Clad
Range | Master sheet | E211 |  | 22 gauge
Range | Master sheet | B213 |  | Metal Panels - Aluminum
Range | Master sheet | C213 |  | Petersen Aluminum Corp
Range | Master sheet | D213 |  | Pac-Clad, all profiles
Range | Master sheet | E213 |  | 20 gauge
Range | Master sheet | B215 |  | Metal Panels - Steel
Range | Master sheet | C215 |  | AEP Span
Range | Master sheet | D215 |  | All roofing & wall products
Range | Master sheet | E215 |  | 24 gauge
Range | Master sheet | B217 |  | Metal Panels - Steel
Range | Master sheet | C217 |  | ArcelorMittal
Range | Master sheet | D217 |  | XCarb RRP
Range | Master sheet | E217 |  | 24 gauge
Range | Master sheet | B219 |  | Metal Panels - Steel
Range | Master sheet | C219 |  | Canadian Sheet Steel Building Institute
Range | Master sheet | D219 |  | Includes: Agway, Bailey, Behlen, Canam,DASS, DCM, Duchesne, EB, Exsteel, Ideal Roofing, Imperial, LKME, Manugypse, Metal Up, Scotia, Steel Tile Co, Steelway, Trebor, Vicwest, Vulcraft, Westform, Westman
Range | Master sheet | E219 |  | 24 gauge
Range | Master sheet | B221 |  | Metal Panels - Steel
Range | Master sheet | C221 |  | Metal Building Manufacturers Assn
Range | Master sheet | D221 |  | List of participating members: https://www.mbma.com/System_Members.html
Range | Master sheet | E221 |  | 24 gauge
Range | Master sheet | B222 |  | Metal Panels - Steel
Range | Master sheet | C222 |  | Metal Construction Assn.
Range | Master sheet | D222 |  | Includes: ATAS, DMI, Englert, Fabral,McElroy, Pac-Clad
Range | Master sheet | E222 |  | 24 gauge
Range | Master sheet | B224 |  | Metal Panels - Steel
Range | Master sheet | C224 |  | Petersen Aluminum Corp
Range | Master sheet | D224 |  | Pac-Clad, all profiles
Range | Master sheet | E224 |  | 24 gauge
Range | Master sheet | B225 |  | MgO board 1/2"
Range | Master sheet | C225 |  | North American MgO
Range | Master sheet | D225 |  | MagTech Ultra
Range | Master sheet | B229 |  | Mineral wool board - heavy density
Range | Master sheet | C229 |  | NAIMA
Range | Master sheet | D229 |  | Owens Corning, Johns Manville, Rolan
Range | Master sheet | E229 |  | R 4.4/inch
Range | Master sheet | B232 |  | Mineral wool board - light density
Range | Master sheet | C232 |  | NAIMA
Range | Master sheet | D232 |  | Owens Corning, Johns Manville, Rolan
Range | Master sheet | E232 |  | R 3.9/inch
Range | Master sheet | B234 |  | Mineral wool loose fill
Range | Master sheet | C234 |  | NAIMA
Range | Master sheet | D234 |  | USG, American Rockwool
Range | Master sheet | E234 |  | R 3/inch
Range | Master sheet | B235 |  | Mycelium board
Range | Master sheet | C235 |  | Ecovative
Range | Master sheet | D235 |  | Mycofoam
Range | Master sheet | E235 |  | R 3.7/inch
Range | Master sheet | B237 |  | OSB sheathing
Range | Master sheet | C237 |  | Canadian Wood Council -Eastern
Range | Master sheet | B238 |  | OSB sheathing
Range | Master sheet | C238 |  | Canadian Wood Council -Western
Range | Master sheet | B240 |  | OSB sheathing
Range | Master sheet | C240 |  | Canadian Wood Council -Eastern
Range | Master sheet | B241 |  | OSB sheathing
Range | Master sheet | C241 |  | Canadian Wood Council -Western
Range | Master sheet | B242 |  | OSB sheathing
Range | Master sheet | C242 |  | Huber
Range | Master sheet | D242 |  | AdvanTech
Range | Master sheet | E242 |  | 1/2" Sheathing
Range | Master sheet | B243 |  | OSB sheathing
Range | Master sheet | C243 |  | LP
Range | Master sheet | D243 |  | FlameBlock® Fire-Rated
Range | Master sheet | E243 |  | 7/16", coated 1 side
Range | Master sheet | B244 |  | OSB sheathing
Range | Master sheet | C244 |  | LP
Range | Master sheet | D244 |  | LP® TopNotch® 350
Range | Master sheet | E244 |  | 7/16"
Range | Master sheet | B246 |  | OSB sheathing & barrier
Range | Master sheet | C246 |  | Huber
Range | Master sheet | D246 |  | ZIP System - Wall and Roof Sheathing
Range | Master sheet | B247 |  | OSB sheathing & barrier
Range | Master sheet | C247 |  | Huber
Range | Master sheet | D247 |  | ZIP System - Wall and Roof Sheathing
Range | Master sheet | B248 |  | OSB sheathing & barrier
Range | Master sheet | C248 |  | Huber
Range | Master sheet | D248 |  | ZIP System - Wall and Roof Sheathing
Range | Master sheet | B249 |  | OSB sheathing & barrier
Range | Master sheet | C249 |  | LP
Range | Master sheet | D249 |  | WeatherLogic® Air & Water Barrier
Range | Master sheet | B250 |  | OSB sheathing & barrier
Range | Master sheet | C250 |  | LP
Range | Master sheet | D250 |  | WeatherLogic® Air & Water Barrier
Range | Master sheet | E250 |  | 7/16"
Range | Master sheet | B252 |  | OSB subflooring
Range | Master sheet | C252 |  | Huber
Range | Master sheet | D252 |  | AdvanTech
Range | Master sheet | E252 |  | 19/32" Subflooring
Range | Master sheet | B253 |  | OSB subflooring
Range | Master sheet | C253 |  | LP
Range | Master sheet | D253 |  | LP Legacy® Premium
Range | Master sheet | B256 |  | Plywood
Range | Master sheet | C256 |  | Canadian Wood Council
Range | Master sheet | B258 |  | Plywood
Range | Master sheet | C258 |  | Canadian Wood Council
Range | Master sheet | B260 |  | Plywood
Range | Master sheet | C260 |  | Canadian Wood Council
Range | Master sheet | B261 |  | Plywood
Range | Master sheet | C261 |  | British Columbia Average
Range | Master sheet | D261 |  | Includes : West Fraser Mills, Thompson River Veneer Products
Range | Master sheet | B262 |  | Plywood
Range | Master sheet | C262 |  | British Columbia Average
Range | Master sheet | D262 |  | Includes : West Fraser Mills, Thompson River Veneer Products
Range | Master sheet | B263 |  | Plywood
Range | Master sheet | C263 |  | British Columbia Average
Range | Master sheet | D263 |  | Includes : West Fraser Mills, Thompson River Veneer Products
Range | Master sheet | B264 |  | Plywood
Range | Master sheet | C264 |  | Roseburg
Range | Master sheet | D264 |  | Hardwood plywood. Includes: walnut, alder, cherry, mahogany, oak, birch, maple faces
Range | Master sheet | B265 |  | Plywood
Range | Master sheet | C265 |  | Roseburg
Range | Master sheet | D265 |  | softwood plywood
Range | Master sheet | B266 |  | Plywood
Range | Master sheet | C266 |  | Roseburg
Range | Master sheet | D266 |  | softwood plywood
Range | Master sheet | B268 |  | Polyiso - roof boards
Range | Master sheet | C268 |  | Carlisle
Range | Master sheet | D268 |  | GRF cellulosic facer
Range | Master sheet | E268 |  | GRF facer / Type II R 5.6-inch, 16 psi
Range | Master sheet | B271 |  | Polyiso - roof boards
Range | Master sheet | C271 |  | Hunter
Range | Master sheet | D271 |  | H-Shield
Range | Master sheet | E271 |  | GRF facer / Type II R 5.6-inch, 16 psi
Range | Master sheet | B274 |  | Polyiso - roof boards
Range | Master sheet | C274 |  | PIMA
Range | Master sheet | D274 |  | Includes: Atlas, Firestone, GAF, Johns Manville, Rmax, Carlisle, Iko, Soprema
Range | Master sheet | E274 |  | GRF facer / R 5.6/inch
Range | Master sheet | B276 |  | Polyiso - roof boards
Range | Master sheet | C276 |  | Versico
Range | Master sheet | D276 |  | VersiCore, SecurShield, DuraFaceR
Range | Master sheet | E276 |  | GRF facer / Type II R 5.6-inch, 16 psi
Range | Master sheet | B277 |  | Polyisocyanurate - roof boards
Range | Master sheet | C277 |  | Carlisle
Range | Master sheet | D277 |  | CGF facer
Range | Master sheet | E277 |  | CGF facer / Type II R 5.6/inch, 16 psi
Range | Master sheet | B278 |  | Polyisocyanurate - roof boards
Range | Master sheet | C278 |  | Hunter
Range | Master sheet | D278 |  | H-Shield CG
Range | Master sheet | E278 |  | CGF facer / Type II R 5.6/inch, 16 psi
Range | Master sheet | B279 |  | Polyisocyanurate - roof boards
Range | Master sheet | C279 |  | PIMA
Range | Master sheet | D279 |  | Includes: Atlas, Firestone, GAF, Johns Manville, Rmax, Carlisle, Iko, Soprema
Range | Master sheet | E279 |  | CGF facer R 5.8/inch
Range | Master sheet | B280 |  | Polyisocyanurate - roof boards
Range | Master sheet | C280 |  | Versico
Range | Master sheet | D280 |  | VersiCore, SecurShield, DuraFaceR
Range | Master sheet | E280 |  | CGF facer / Type II R 5.6-inch, 16 psi
Range | Master sheet | B281 |  | Polyisocyanurate - roof boards
Range | Master sheet | C281 |  | Carlisle
Range | Master sheet | D281 |  | High density cover boards
Range | Master sheet | E281 |  | Type II, R 5.0-inch, 80 psi
Range | Master sheet | B282 |  | Polyisocyanurate - roof boards
Range | Master sheet | C282 |  | Hunter
Range | Master sheet | D282 |  | High density cover boards
Range | Master sheet | E282 |  | Type II, R 5.0-inch, 80 psi
Range | Master sheet | B283 |  | Polyisocyanurate - roof boards
Range | Master sheet | C283 |  | PIMA
Range | Master sheet | D283 |  | Includes: Atlas, Firestone, GAF, Johns Manville, Carlisle, Iko, Soprema
Range | Master sheet | B284 |  | Polyisocyanurate - roof boards
Range | Master sheet | C284 |  | Versico
Range | Master sheet | D284 |  | High density cover boards
Range | Master sheet | E284 |  | Type II, R 5.0-inch, 80 psi
Range | Master sheet | B286 |  | Polyiso - wall boards
Range | Master sheet | C286 |  | Hunter
Range | Master sheet | D286 |  | Polysio Wall insulation boards
Range | Master sheet | B287 |  | Polyiso - wall boards
Range | Master sheet | D287 |  | R2+ Silver
Range | Master sheet | E287 |  | R 6.3/inch, 20 psi
Range | Master sheet | B291 |  | Polypropylene siding
Range | Master sheet | C291 |  | Vinyl Siding Institute
Range | Master sheet | E291 |  | 0.085" Single 7" wood Shake appearance
Range | Master sheet | B293 |  | Polypropylene ICF webbing
Range | Master sheet | B294 |  | PVC Roofing Membrane
Range | Master sheet | C294 |  | CIFA
Range | Master sheet | D294 |  | Includes: Canadian General-Tower, Duro-Last, FiberTite
Range | Master sheet | E294 |  | 48 mils
Range | Master sheet | B295 |  | Rammed earth
Range | Master sheet | D295 |  | Stabilized with 3% NHL
Range | Master sheet | B296 |  | Rammed earth
Range | Master sheet | D296 |  | Stabilized with 5% cement
Range | Master sheet | B297 |  | Rammed earth
Range | Master sheet | D297 |  | Stabilized with 8% cement
Range | Master sheet | B299 |  | Rebar
Range | Master sheet | C299 |  | Concrete Reinforcing Steel Institute
Range | Master sheet | D299 |  | Canadian sizes -98% recycled, EAF
Range | Master sheet | B301 |  | Rebar
Range | Master sheet | C301 |  | Concrete Reinforcing Steel Institute
Range | Master sheet | D301 |  | Canadian sizes -98% recycled, EAF
Range | Master sheet | B303 |  | Rubber flooring
Range | Master sheet | C303 |  | Resilient Floor Covering Institute
Range | Master sheet | D303 |  | Includes tiles and rolls from American Biltrite, Armstrong, Burke, FLEXCO, Johnsonite, Mannington, Roppe, Tarkett
Range | Master sheet | B304 |  | SBS Modified Bitumen Roofing
Range | Master sheet | C304 |  | ARMA
Range | Master sheet | D304 |  | Includes: CertainTeed, Firestone, GAF, Henry, IKO, Johns Mansville, Malarkey, Siplast, Soprema
Range | Master sheet | B305 |  | SIP panel - EPS foam core
Range | Master sheet | E305 |  | 7/16" OSB, Type II EPS
Range | Master sheet | B306 |  | SIP panel - Straw core
Range | Master sheet | C306 |  | Agriboard
Range | Master sheet | D306 |  | Agriboard 7-7/8"
Range | Master sheet | E306 |  | R?/inch
Range | Master sheet | B308 |  | Spray polyurethane foam - Closed Cell - HFO gas filled
Range | Master sheet | C308 |  | SPFA
Range | Master sheet | E308 |  | R 6.6/inch
Range | Master sheet | B311 |  | Spray polyurethane foam - High Density - HFO gas filled
Range | Master sheet | C311 |  | SPFA
Range | Master sheet | B314 |  | Spray polyurethane foam - Open Cell - HFO gas
Range | Master sheet | C314 |  | SPFA
Range | Master sheet | E314 |  | R 4.1/inch
Range | Master sheet | B325 |  | Steel beam
Range | Master sheet | C325 |  | American Institute of Steel Construction
Range | Master sheet | E325 |  | W150x22 (W6x15)
Range | Master sheet | B326 |  | Steel beam
Range | Master sheet | C326 |  | American Institute of Steel Construction
Range | Master sheet | E326 |  | W200x22 (W8x15)
Range | Master sheet | B327 |  | Steel beam
Range | Master sheet | C327 |  | American Institute of Steel Construction
Range | Master sheet | E327 |  | W200x27 (W8x18)
Range | Master sheet | B328 |  | Steel beam
Range | Master sheet | C328 |  | American Institute of Steel Construction
Range | Master sheet | E328 |  | W200x31 (W8x21)
Range | Master sheet | B329 |  | Steel beam
Range | Master sheet | C329 |  | American Institute of Steel Construction
Range | Master sheet | E329 |  | W250x25 (W10x17)
Range | Master sheet | B330 |  | Steel beam
Range | Master sheet | C330 |  | American Institute of Steel Construction
Range | Master sheet | E330 |  | W250x33 (W10x22)
Range | Master sheet | B331 |  | Steel beam
Range | Master sheet | C331 |  | American Institute of Steel Construction
Range | Master sheet | E331 |  | W250x39 (W10x26)
Range | Master sheet | B332 |  | Steel beam
Range | Master sheet | C332 |  | American Institute of Steel Construction
Range | Master sheet | E332 |  | W310x33 (W12x22)
Range | Master sheet | B333 |  | Steel beam
Range | Master sheet | C333 |  | American Institute of Steel Construction
Range | Master sheet | E333 |  | W310x39 (W12x26)
Range | Master sheet | B335 |  | Steel joist, open web
Range | Master sheet | C335 |  | Steel Joist Institute
Range | Master sheet | D335 |  | Includes: Canam Steel, New Millenium Building Systems, Vulcraft/Nucor
Range | Master sheet | E335 |  | 12" 12K3 joist
Range | Master sheet | B336 |  | Steel post
Range | Master sheet | C336 |  | Generic
Range | Master sheet | E336 |  | 3.5 x 0.216" (89 x 5.5 mm), Sched 40 STD
Range | Master sheet | B337 |  | Steel studs - Load bearing
Range | Master sheet | C337 |  | ClarkDietrich
Range | Master sheet | E337 |  | 600-S-137-54, 16 gauge
Range | Master sheet | B339 |  | Steel studs - Load bearing
Range | Master sheet | C339 |  | MarinoWARE
Range | Master sheet | D339 |  | Structural stud and track
Range | Master sheet | E339 |  | 600-S-137-54, 16 gauge, "2x6"
Range | Master sheet | B342 |  | Steel studs - Load bearing
Range | Master sheet | C342 |  | Scafco
Range | Master sheet | E342 |  | 600-S-137-54, 16 gauge
Range | Master sheet | B344 |  | Steel studs - Non-loadbearing
Range | Master sheet | C344 |  | ClarkDietrich
Range | Master sheet | E344 |  | 362-S-125-18, 20EQ gauge, "2x4"
Range | Master sheet | B346 |  | Steel studs - Non-loadbearing
Range | Master sheet | C346 |  | MarinoWARE
Range | Master sheet | D346 |  | Viper Stud Viper 20
Range | Master sheet | E346 |  | 362-S-125-18, 20EQ gauge, "2x4"
Range | Master sheet | B349 |  | Steel studs - Non-loadbearing
Range | Master sheet | C349 |  | Scafco
Range | Master sheet | E349 |  | 362VS125-18, 20EQ gauge
Range | Master sheet | B353 |  | Acrylic Stucco Textured Finish
Range | Master sheet | C353 |  | Sto
Range | Master sheet | D353 |  | Stolit 1.0, Stolit 1.5, Stolit Freeform
Range | Master sheet | B355 |  | TPO Roofing Membrane
Range | Master sheet | C355 |  | Carlisle
Range | Master sheet | D355 |  | Sure-Weld
Range | Master sheet | E355 |  | 60 mils
Range | Master sheet | B356 |  | TPO roofing membrane
Range | Master sheet | C356 |  | Single Ply Roofing Industry
Range | Master sheet | E356 |  | 45 mils
Range | Master sheet | B357 |  | TPO roofing membrane
Range | Master sheet | C357 |  | Single Ply Roofing Industry
Range | Master sheet | E357 |  | 60 mils
Range | Master sheet | B358 |  | Vacuum Insulated Panel
Range | Master sheet | C358 |  | Porextherm
Range | Master sheet | D358 |  | Vacupor
Range | Master sheet | E358 |  | R 30/inch
Range | Master sheet | B359 |  | Vinyl flooring
Range | Master sheet | C359 |  | Altro
Range | Master sheet | D359 |  | Altro Lavencia Click
Range | Master sheet | B361 |  | Vinyl flooring
Range | Master sheet | C361 |  | Altro
Range | Master sheet | D361 |  | Altro Lavencia
Range | Master sheet | E361 |  | 3.0 mm
Range | Master sheet | B363 |  | Vinyl flooring
Range | Master sheet | C363 |  | Resilient Floor Covering Institute
Range | Master sheet | D363 |  | Includes tile products from Armstrong, Congoleum, Tarkett
Range | Master sheet | B364 |  | Vinyl Siding
Range | Master sheet | C364 |  | Vinyl Siding Institute
Range | Master sheet | D364 |  | Double 4.5" products from: American Original, Associated Materials, CertainTeed, Novik, Ply Gem
Range | Master sheet | E364 |  | 0.040" Double 4.5"
Range | Master sheet | B368 |  | Welded wire reinforcement
Range | Master sheet | C368 |  | Insteel Industries
Range | Master sheet | D368 |  | 6" x 6" x 6/6g
Range | Master sheet | B369 |  | Welded wire reinforcement
Range | Master sheet | C369 |  | Insteel Industries
Range | Master sheet | D369 |  | 4" x 4" x 6/6g
Range | Master sheet | B370 |  | Window - double pane
Range | Master sheet | E370 |  | Fiberglass frame
Range | Master sheet | B372 |  | Window - double pane
Range | Master sheet | E372 |  | Vinyl frame
Range | Master sheet | B374 |  | Window - double pane
Range | Master sheet | E374 |  | Wood frame
Range | Master sheet | B376 |  | Window - double pane
Range | Master sheet | E376 |  | Wood frame, aluminum cladding
Range | Master sheet | B377 |  | Window - triple pane
Range | Master sheet | E377 |  | Fiberglass frame
Range | Master sheet | B378 |  | Window - triple pane
Range | Master sheet | E378 |  | Vinyl frame
Range | Master sheet | B380 |  | Window - triple pane
Range | Master sheet | E380 |  | Wood frame
Range | Master sheet | B382 |  | Window - triple pane
Range | Master sheet | E382 |  | Wood frame, aluminum cladding
Range | Master sheet | B384 |  | Wood chip cement ICF
Range | Master sheet | C384 |  | Nexcem, Faswall
Range | Master sheet | E384 |  | 12" R22 block
Range | Master sheet | B385 |  | Wood chip cement ICF
Range | Master sheet | C385 |  | Nexcem, Faswall
Range | Master sheet | E385 |  | 14" R28 block
Range | Master sheet | B386 |  | Wood fiber - loose fill
Range | Master sheet | C386 |  | GUTEX
Range | Master sheet | D386 |  | ThermoFiber
Range | Master sheet | E386 |  | R 3.6/inch
Range | Master sheet | B391 |  | Wood fiber batt
Range | Master sheet | C391 |  | Steico
Range | Master sheet | D391 |  | SteicoFlex
Range | Master sheet | E391 |  | R 3.8/inch
Range | Master sheet | B393 |  | Wood fiber board
Range | Master sheet | C393 |  | GUTEX
Range | Master sheet | D393 |  | Multi-Therm
Range | Master sheet | E393 |  | R 3.6/inch, 40-200 mm
Range | Master sheet | B396 |  | Wood fiber board
Range | Master sheet | C396 |  | Pavatex
Range | Master sheet | D396 |  | Isolair, Isoroof, Isolair Multi
Range | Master sheet | E396 |  | R 3.3-inch / 200 kg/m3, 30-80 mm
Range | Master sheet | B397 |  | Wood fiber board
Range | Master sheet | C397 |  | Pavatex
Range | Master sheet | D397 |  | Pavatherm
Range | Master sheet | E397 |  | R 3.3-inch / 110 kg/m3
Range | Master sheet | B398 |  | Wood fiber board
Range | Master sheet | C398 |  | Pavatex
Range | Master sheet | D398 |  | Pavawall GF, Pavawall Bloc, Pavawall GF XL
Range | Master sheet | E398 |  | R 3.3-inch / 130 kg/m3
Range | Master sheet | B399 |  | Wood fiber board
Range | Master sheet | C399 |  | Pavatex
Range | Master sheet | D399 |  | Pavawall Smart, Pavawall Light, Pavawall FW
Range | Master sheet | E399 |  | R 3.3-inch / 115 kg/m3
Range | Master sheet | B401 |  | Wood fiber board
Range | Master sheet | C401 |  | Steico
Range | Master sheet | D401 |  | STEICOprotect M dry, STEICOroof dry, STEICOspecial dry, STEICOtop
Range | Master sheet | E401 |  | R 3.6-inch, 140 kg/m3
Range | Master sheet | B402 |  | Wood fiber board
Range | Master sheet | C402 |  | Steico
Range | Master sheet | D402 |  | STEICOprotect S dry, STEICOsafe 40, STEICOuniversal dry
Range | Master sheet | E402 |  | R 3.6-inch, 210 kg/m3
Range | Master sheet | B403 |  | Wood fiber board
Range | Master sheet | C403 |  | Steico
Range | Master sheet | D403 |  | STEICOtherm dry, STEICOprotect L dry, STEICOsafe
Range | Master sheet | E403 |  | R 3.6-inch, 110 kg/m3
Range | Master sheet | B405 |  | Wood framing & siding - Redwood
Range | Master sheet | C405 |  | American Wood Council & Canadian Wood Council
Range | Master sheet | B407 |  | Wood - SPF
Range | Master sheet | C407 |  | Canadian Wood Council
Range | Master sheet | D407 |  | British Columbia
Range | Master sheet | B408 |  | Wood - SPF
Range | Master sheet | C408 |  | Canadian Wood Council
Range | Master sheet | D408 |  | Alberta
Range | Master sheet | B409 |  | Wood - SPF
Range | Master sheet | C409 |  | Canadian Wood Council
Range | Master sheet | D409 |  | Ontario
Range | Master sheet | B410 |  | Wood - SPF
Range | Master sheet | C410 |  | Canadian Wood Council
Range | Master sheet | D410 |  | Quebec
Range | Master sheet | B411 |  | Wood - SPF
Range | Master sheet | C411 |  | Canadian Wood Council
Range | Master sheet | D411 |  | New Brunswick
Range | Master sheet | B412 |  | Wood - SPF
Range | Master sheet | C412 |  | Canadian Wood Council
Range | Master sheet | D412 |  | Atlantic Canada
Range | Master sheet | B414 |  | Wood I joist
Range | Master sheet | C414 |  | Canadian Wood Council
Range | Master sheet | E414 |  | TJI 230/360
Range | Master sheet | B416 |  | Wood I-joist
Range | Master sheet | C416 |  | RedBuilt
Range | Master sheet | D416 |  | Red I-45
Range | Master sheet | E416 |  | 11.875" depth, 1.75 x 1.5" LVL flanges
Range | Master sheet | B417 |  | Wood I-joist
Range | Master sheet | C417 |  | RedBuilt
Range | Master sheet | D417 |  | Red I-45
Range | Master sheet | E417 |  | 14" depth, 1.75 x 1.5" LVL flanges
Range | Master sheet | B418 |  | Wood I-joist
Range | Master sheet | C418 |  | RedBuilt
Range | Master sheet | D418 |  | Red I-45
Range | Master sheet | E418 |  | 16" depth, 1.75 x 1.5" LVL flanges
Range | Master sheet | B419 |  | Wood I-joist
Range | Master sheet | C419 |  | RedBuilt
Range | Master sheet | D419 |  | Red I-65
Range | Master sheet | E419 |  | 11.875" depth, 2.5 x 1.5" LVL flanges
Range | Master sheet | B420 |  | Wood I-joist
Range | Master sheet | C420 |  | RedBuilt
Range | Master sheet | D420 |  | Red I-65
Range | Master sheet | E420 |  | 14" depth, 2.5 x 1.5" LVL flanges
Range | Master sheet | B421 |  | Wood I-joist
Range | Master sheet | C421 |  | RedBuilt
Range | Master sheet | D421 |  | Red I-65
Range | Master sheet | E421 |  | 16" depth, 2.5 x 1.5" LVL flanges
Range | Master sheet | B423 |  | Wood floor truss - prefabricated
Range | Master sheet | C423 |  | Canadian Wood Council
Range | Master sheet | D423 |  | Common (Warren, 45 deg) web pattern
Range | Master sheet | E423 |  | Top chord bearing, variable depth
Range | Master sheet | B425 |  | Wood roof truss - prefabricated
Range | Master sheet | C425 |  | Canadian Wood Council
Range | Master sheet | D425 |  | Common (Double Howe) Gable Roof
Range | Master sheet | E425 |  | 2x6 Chords, 2x4 Webs, 4:12 Pitch, 40 ft span, 20" overhang
Range | Master sheet | B427 |  | Wool batt
Range | Master sheet | C427 |  | Havelock Wool
Range | Master sheet | E427 |  | R 3.6/inch
Range | Master sheet | B428 |  | Wool loose fill
Range | Master sheet | C428 |  | Havelock Wool
Range | Master sheet | E428 |  | R 4.4/inch
Range | Master sheet | B431 |  | XPS foam board
Range | Master sheet | C431 |  | Owens Corning
Range | Master sheet | D431 |  | Foamular NGX 250
Range | Master sheet | E431 |  | R 5/inch
Range | Master sheet | B432 |  | from Composite Master Sheet
Range | Master sheet | B433 |  | from Composite Master Sheet
Range | Master sheet | B434 |  | from Composite Master Sheet
Range | Master sheet | B435 |  | from Composite Master Sheet
Range | Master sheet | B436 |  | from Composite Master Sheet
Range | Master sheet | B437 |  | from Composite Master Sheet
Range | Master sheet | B438 |  | from Composite Master Sheet
Range | Master sheet | B439 |  | from Composite Master Sheet
Range | Master sheet | B440 |  | from Composite Master Sheet
Range | Master sheet | B441 |  | from Composite Master Sheet
Range | Master sheet | B442 |  | from Composite Master Sheet
Range | Master sheet | B443 |  | Concrete - 25 MPa, Quebec Baseline Average
Range | Master sheet | C443 |  | ABQ
Range | Master sheet | D443 |  | Can. Quebec Avg.
Range | Master sheet | B444 |  | Concrete - 25 MPa, 10% SL, GU
Range | Master sheet | C444 |  | ABQ
Range | Master sheet | D444 |  | Can. Quebec Avg.
Range | Master sheet | B445 |  | Concrete - 25 MPa, 10% FA, GU
Range | Master sheet | C445 |  | ABQ
Range | Master sheet | D445 |  | Can. Quebec Avg.
Range | Master sheet | B446 |  | Concrete - 25 MPa, 20% SL, GU
Range | Master sheet | C446 |  | ABQ
Range | Master sheet | D446 |  | Can. Quebec Avg.
Range | Master sheet | B447 |  | Concrete - 25 MPa, 20% FA, GU
Range | Master sheet | C447 |  | ABQ
Range | Master sheet | D447 |  | Can. Quebec Avg.
Range | Master sheet | B448 |  | Concrete - 25 MPa, 30% SL, GU
Range | Master sheet | C448 |  | ABQ
Range | Master sheet | D448 |  | Can. Quebec Avg.
Range | Master sheet | B449 |  | Concrete - 25 MPa, 30% FA, GU
Range | Master sheet | C449 |  | ABQ
Range | Master sheet | D449 |  | Can. Quebec Avg.
Range | Master sheet | B450 |  | Concrete - 30 MPa, Quebec Baseline Average
Range | Master sheet | C450 |  | ABQ
Range | Master sheet | D450 |  | Can. Quebec Avg.
Range | Master sheet | B451 |  | Concrete - 30 MPa, 10% SL, GU
Range | Master sheet | C451 |  | ABQ
Range | Master sheet | D451 |  | Can. Quebec Avg.
Range | Master sheet | B452 |  | Concrete - 30 MPa, 10% FA, GU
Range | Master sheet | C452 |  | ABQ
Range | Master sheet | D452 |  | Can. Quebec Avg.
Range | Master sheet | B453 |  | Concrete - 30 MPa, 20% SL, GU
Range | Master sheet | C453 |  | ABQ
Range | Master sheet | D453 |  | Can. Quebec Avg.
Range | Master sheet | B454 |  | Concrete - 30 MPa, 20% FA, GU
Range | Master sheet | C454 |  | ABQ
Range | Master sheet | D454 |  | Can. Quebec Avg.
Range | Master sheet | B455 |  | Concrete - 30 MPa, 30% SL, GU
Range | Master sheet | C455 |  | ABQ
Range | Master sheet | D455 |  | Can. Quebec Avg.
Range | Master sheet | B456 |  | Concrete - 30 MPa, 30% FA, GU
Range | Master sheet | C456 |  | ABQ
Range | Master sheet | D456 |  | Can. Quebec Avg.
Range | Master sheet | B457 |  | Concrete - 35 MPa, Quebec Baseline Average
Range | Master sheet | C457 |  | ABQ
Range | Master sheet | D457 |  | Can. Quebec Avg.
Range | Master sheet | B458 |  | Concrete - 35 MPa, 10% SL, GU
Range | Master sheet | C458 |  | ABQ
Range | Master sheet | D458 |  | Can. Quebec Avg.
Range | Master sheet | B459 |  | Concrete - 35 MPa, 10% FA, GU
Range | Master sheet | C459 |  | ABQ
Range | Master sheet | D459 |  | Can. Quebec Avg.
Range | Master sheet | B460 |  | Concrete - 35 MPa, 20% SL, GU
Range | Master sheet | C460 |  | ABQ
Range | Master sheet | D460 |  | Can. Quebec Avg.
Range | Master sheet | B461 |  | Concrete - 35 MPa, 20% FA, GU
Range | Master sheet | C461 |  | ABQ
Range | Master sheet | D461 |  | Can. Quebec Avg.
Range | Master sheet | B462 |  | Concrete - 35 MPa, 30% SL, GU
Range | Master sheet | C462 |  | ABQ
Range | Master sheet | D462 |  | Can. Quebec Avg.
Range | Master sheet | B463 |  | Concrete - 35 MPa, 30% FA, GU
Range | Master sheet | C463 |  | ABQ
Range | Master sheet | D463 |  | Can. Quebec Avg.
Range | Master sheet | B464 |  | Concrete - 25 MPa, GU
Range | Master sheet | C464 |  | RMCAO
Range | Master sheet | D464 |  | Can. Ontario Avg.
Range | Master sheet | B465 |  | Concrete - 25 MPa, 15% SL, GU
Range | Master sheet | C465 |  | RMCAO
Range | Master sheet | D465 |  | Can. Ontario Avg.
Range | Master sheet | B466 |  | Concrete - 25 MPa, 25% SL, GU
Range | Master sheet | C466 |  | RMCAO
Range | Master sheet | D466 |  | Can. Ontario Avg.
Range | Master sheet | B467 |  | Concrete - 25 MPa, 35% SL, GU
Range | Master sheet | C467 |  | RMCAO
Range | Master sheet | D467 |  | Can. Ontario Avg.
Range | Master sheet | B468 |  | Concrete - 25 MPa, 50% SL, GU
Range | Master sheet | C468 |  | RMCAO
Range | Master sheet | D468 |  | Can. Ontario Avg.
Range | Master sheet | B469 |  | Concrete - 30 MPa, GU
Range | Master sheet | C469 |  | RMCAO
Range | Master sheet | D469 |  | Can. Ontario Avg.
Range | Master sheet | B470 |  | Concrete - 30 MPa, 15% SL, GU
Range | Master sheet | C470 |  | RMCAO
Range | Master sheet | D470 |  | Can. Ontario Avg.
Range | Master sheet | B471 |  | Concrete - 30 MPa, 25% SL, GU
Range | Master sheet | C471 |  | RMCAO
Range | Master sheet | D471 |  | Can. Ontario Avg.
Range | Master sheet | B472 |  | Concrete - 30 MPa, 35% SL, GU
Range | Master sheet | C472 |  | RMCAO
Range | Master sheet | D472 |  | Can. Ontario Avg.
Range | Master sheet | B473 |  | Concrete - 30 MPa, 50% SL, GU
Range | Master sheet | C473 |  | RMCAO
Range | Master sheet | D473 |  | Can. Ontario Avg.
Range | Master sheet | B474 |  | Concrete - 35 MPa, GU
Range | Master sheet | C474 |  | RMCAO
Range | Master sheet | D474 |  | Can. Ontario Avg.
Range | Master sheet | B475 |  | Concrete - 35 MPa, 15% SL, GU
Range | Master sheet | C475 |  | RMCAO
Range | Master sheet | D475 |  | Can. Ontario Avg.
Range | Master sheet | B476 |  | Concrete - 35 MPa, 25% SL, GU
Range | Master sheet | C476 |  | RMCAO
Range | Master sheet | D476 |  | Can. Ontario Avg.
Range | Master sheet | B477 |  | Concrete - 35 MPa, 35% SL, GU
Range | Master sheet | C477 |  | RMCAO
Range | Master sheet | D477 |  | Can. Ontario Avg.
Range | Master sheet | B478 |  | Concrete - 35 MPa, 50% SL, GU
Range | Master sheet | C478 |  | RMCAO
Range | Master sheet | D478 |  | Can. Ontario Avg.
Range | Master sheet | B479 |  | Concrete - 25 MPa, GU
Range | Master sheet | C479 |  | SRMCA
Range | Master sheet | D479 |  | Can. Sask Avg.
Range | Master sheet | B480 |  | Concrete - 25 MPa, 10% FA, GU
Range | Master sheet | C480 |  | SRMCA
Range | Master sheet | D480 |  | Can. Sask Avg.
Range | Master sheet | B481 |  | Concrete - 25 MPa, 20% FA, GU
Range | Master sheet | C481 |  | SRMCA
Range | Master sheet | D481 |  | Can. Sask Avg.
Range | Master sheet | B482 |  | Concrete - 25 MPa, 30% FA, GU
Range | Master sheet | C482 |  | SRMCA
Range | Master sheet | D482 |  | Can. Sask Avg.
Range | Master sheet | B483 |  | Concrete - 25 MPa, 40% FA, GU
Range | Master sheet | C483 |  | SRMCA
Range | Master sheet | D483 |  | Can. Sask Avg.
Range | Master sheet | B484 |  | Concrete - 30 MPa, GU
Range | Master sheet | C484 |  | SRMCA
Range | Master sheet | D484 |  | Can. Sask Avg.
Range | Master sheet | B485 |  | Concrete - 30 MPa, 10% FA, GU
Range | Master sheet | C485 |  | SRMCA
Range | Master sheet | D485 |  | Can. Sask Avg.
Range | Master sheet | B486 |  | Concrete - 30 MPa, 20% FA, GU
Range | Master sheet | C486 |  | SRMCA
Range | Master sheet | D486 |  | Can. Sask Avg.
Range | Master sheet | B487 |  | Concrete - 30 MPa, 30% FA, GU
Range | Master sheet | C487 |  | SRMCA
Range | Master sheet | D487 |  | Can. Sask Avg.
Range | Master sheet | B488 |  | Concrete - 30 MPa, 40% FA, GU
Range | Master sheet | C488 |  | SRMCA
Range | Master sheet | D488 |  | Can. Sask Avg.
Range | Master sheet | B489 |  | Concrete - 35 MPa, GU
Range | Master sheet | C489 |  | SRMCA
Range | Master sheet | D489 |  | Can. Sask Avg.
Range | Master sheet | B490 |  | Concrete - 35 MPa, 10% FA, GU
Range | Master sheet | C490 |  | SRMCA
Range | Master sheet | D490 |  | Can. Sask Avg.
Range | Master sheet | B491 |  | Concrete - 35 MPa, 20% FA, GU
Range | Master sheet | C491 |  | SRMCA
Range | Master sheet | D491 |  | Can. Sask Avg.
Range | Master sheet | B492 |  | Concrete - 35 MPa, 30% FA, GU
Range | Master sheet | C492 |  | SRMCA
Range | Master sheet | D492 |  | Can. Sask Avg.
Range | Master sheet | B493 |  | Concrete - 35 MPa, 40% FA, GU
Range | Master sheet | C493 |  | SRMCA
Range | Master sheet | D493 |  | Can. Sask Avg.
Range | Master sheet | B494 |  | Concrete - 25 MPa, GU
Range | Master sheet | C494 |  | MRMCA
Range | Master sheet | D494 |  | Can. Manitoba Avg.
Range | Master sheet | B495 |  | Concrete - 25 MPa, 10% FA, GU
Range | Master sheet | C495 |  | MRMCA
Range | Master sheet | D495 |  | Can. Manitoba Avg.
Range | Master sheet | B496 |  | Concrete - 25 MPa, 20% FA, GU
Range | Master sheet | C496 |  | MRMCA
Range | Master sheet | D496 |  | Can. Manitoba Avg.
Range | Master sheet | B497 |  | Concrete - 25 MPa, 30% FA, GU
Range | Master sheet | C497 |  | MRMCA
Range | Master sheet | D497 |  | Can. Manitoba Avg.
Range | Master sheet | B498 |  | Concrete - 25 MPa, 40% FA, GU
Range | Master sheet | C498 |  | MRMCA
Range | Master sheet | D498 |  | Can. Manitoba Avg.
Range | Master sheet | B499 |  | Concrete - 30 MPa, GU
Range | Master sheet | C499 |  | MRMCA
Range | Master sheet | D499 |  | Can. Manitoba Avg.
Range | Master sheet | B500 |  | Concrete - 30 MPa, 10% FA, GU
Range | Master sheet | C500 |  | MRMCA
Range | Master sheet | D500 |  | Can. Manitoba Avg.
Range | Master sheet | B501 |  | Concrete - 30 MPa, 20% FA, GU
Range | Master sheet | C501 |  | MRMCA
Range | Master sheet | D501 |  | Can. Manitoba Avg.
Range | Master sheet | B502 |  | Concrete - 30 MPa, 30% FA, GU
Range | Master sheet | C502 |  | MRMCA
Range | Master sheet | D502 |  | Can. Manitoba Avg.
Range | Master sheet | B503 |  | Concrete - 30 MPa, 40% FA, GU
Range | Master sheet | C503 |  | MRMCA
Range | Master sheet | D503 |  | Can. Manitoba Avg.
Range | Master sheet | B504 |  | Concrete - 35 MPa, GU
Range | Master sheet | C504 |  | MRMCA
Range | Master sheet | D504 |  | Can. Manitoba Avg.
Range | Master sheet | B505 |  | Concrete - 35 MPa, 10% FA, GU
Range | Master sheet | C505 |  | MRMCA
Range | Master sheet | D505 |  | Can. Manitoba Avg.
Range | Master sheet | B506 |  | Concrete - 35 MPa, 20% FA, GU
Range | Master sheet | C506 |  | MRMCA
Range | Master sheet | D506 |  | Can. Manitoba Avg.
Range | Master sheet | B507 |  | Concrete - 35 MPa, 30% FA, GU
Range | Master sheet | C507 |  | MRMCA
Range | Master sheet | D507 |  | Can. Manitoba Avg.
Range | Master sheet | B508 |  | Concrete - 35 MPa, 40% FA, GU
Range | Master sheet | C508 |  | MRMCA
Range | Master sheet | D508 |  | Can. Manitoba Avg.
Range | Master sheet | B509 |  | Concrete - 25 MPa, GU
Range | Master sheet | C509 |  | BCRMCA
Range | Master sheet | D509 |  | Can. BC Avg.
Range | Master sheet | B510 |  | Concrete - 25 MPa, 15% SCM, GU
Range | Master sheet | C510 |  | BCRMCA
Range | Master sheet | D510 |  | Can. BC Avg.
Range | Master sheet | B511 |  | Concrete - 25 MPa, 25% SCM, GU
Range | Master sheet | C511 |  | BCRMCA
Range | Master sheet | D511 |  | Can. BC Avg.
Range | Master sheet | B512 |  | Concrete - 25 MPa, 40% SCM, GU
Range | Master sheet | C512 |  | BCRMCA
Range | Master sheet | D512 |  | Can. BC Avg.
Range | Master sheet | B513 |  | Concrete - 30 MPa, GU
Range | Master sheet | C513 |  | BCRMCA
Range | Master sheet | D513 |  | Can. BC Avg.
Range | Master sheet | B514 |  | Concrete - 30 MPa, 15% SCM, GU
Range | Master sheet | C514 |  | BCRMCA
Range | Master sheet | D514 |  | Can. BC Avg.
Range | Master sheet | B515 |  | Concrete - 30 MPa, 25% SCM, GU
Range | Master sheet | C515 |  | BCRMCA
Range | Master sheet | D515 |  | Can. BC Avg.
Range | Master sheet | B516 |  | Concrete - 30 MPa, 40% SCM, GU
Range | Master sheet | C516 |  | BCRMCA
Range | Master sheet | D516 |  | Can. BC Avg.
Range | Master sheet | B517 |  | Concrete - 35 MPa, GU
Range | Master sheet | C517 |  | BCRMCA
Range | Master sheet | D517 |  | Can. BC Avg.
Range | Master sheet | B518 |  | Concrete - 35 MPa, 15% SCM, GU
Range | Master sheet | C518 |  | BCRMCA
Range | Master sheet | D518 |  | Can. BC Avg.
Range | Master sheet | B519 |  | Concrete - 35 MPa, 25% SCM, GU
Range | Master sheet | C519 |  | BCRMCA
Range | Master sheet | D519 |  | Can. BC Avg.
Range | Master sheet | B520 |  | Concrete - 35 MPa, 40% SCM, GU
Range | Master sheet | C520 |  | BCRMCA
Range | Master sheet | D520 |  | Can. BC Avg.
Range | Master sheet | B521 |  | Concrete - 25 MPa, GU
Range | Master sheet | C521 |  | ACA
Range | Master sheet | D521 |  | Can. Atlantic Avg.
Range | Master sheet | B522 |  | Concrete - 25 MPa, 10% FA, GU
Range | Master sheet | C522 |  | ACA
Range | Master sheet | D522 |  | Can. Atlantic Avg.
Range | Master sheet | B523 |  | Concrete - 25 MPa, 20% FA, GU
Range | Master sheet | C523 |  | ACA
Range | Master sheet | D523 |  | Can. Atlantic Avg.
Range | Master sheet | B524 |  | Concrete - 25 MPa, 30% FA, GU
Range | Master sheet | C524 |  | ACA
Range | Master sheet | D524 |  | Can. Atlantic Avg.
Range | Master sheet | B525 |  | Concrete - 25 MPa, 40% FA, GU
Range | Master sheet | C525 |  | ACA
Range | Master sheet | D525 |  | Can. Atlantic Avg.
Range | Master sheet | B526 |  | Concrete - 30 MPa, GU
Range | Master sheet | C526 |  | ACA
Range | Master sheet | D526 |  | Can. Atlantic Avg.
Range | Master sheet | B527 |  | Concrete - 30 MPa, 10% FA, GU
Range | Master sheet | C527 |  | ACA
Range | Master sheet | D527 |  | Can. Atlantic Avg.
Range | Master sheet | B528 |  | Concrete - 30 MPa, 20% FA, GU
Range | Master sheet | C528 |  | ACA
Range | Master sheet | D528 |  | Can. Atlantic Avg.
Range | Master sheet | B529 |  | Concrete - 30 MPa, 30% FA, GU
Range | Master sheet | C529 |  | ACA
Range | Master sheet | D529 |  | Can. Atlantic Avg.
Range | Master sheet | B530 |  | Concrete - 30 MPa, 40% FA, GU
Range | Master sheet | C530 |  | ACA
Range | Master sheet | D530 |  | Can. Atlantic Avg.
Range | Master sheet | B531 |  | Concrete - 35 MPa, GU
Range | Master sheet | C531 |  | ACA
Range | Master sheet | D531 |  | Can. Atlantic Avg.
Range | Master sheet | B532 |  | Concrete - 35 MPa, 10% FA, GU
Range | Master sheet | C532 |  | ACA
Range | Master sheet | D532 |  | Can. Atlantic Avg.
Range | Master sheet | B533 |  | Concrete - 35 MPa, 20% FA, GU
Range | Master sheet | C533 |  | ACA
Range | Master sheet | D533 |  | Can. Atlantic Avg.
Range | Master sheet | B534 |  | Concrete - 35 MPa, 30% FA, GU
Range | Master sheet | C534 |  | ACA
Range | Master sheet | D534 |  | Can. Atlantic Avg.
Range | Master sheet | B535 |  | Concrete - 35 MPa, 40% FA, GU
Range | Master sheet | C535 |  | ACA
Range | Master sheet | D535 |  | Can. Atlantic Avg.
Range | Master sheet | B536 |  | Concrete - 25 MPa, GU
Range | Master sheet | C536 |  | ARMCA
Range | Master sheet | D536 |  | Can. Alberta Avg.
Range | Master sheet | B537 |  | Concrete - 25 MPa, 10% FA, GU
Range | Master sheet | C537 |  | ARMCA
Range | Master sheet | D537 |  | Can. Alberta Avg.
Range | Master sheet | B538 |  | Concrete - 25 MPa, 20% FA, GU
Range | Master sheet | C538 |  | ARMCA
Range | Master sheet | D538 |  | Can. Alberta Avg.
Range | Master sheet | B539 |  | Concrete - 30 MPa, GU
Range | Master sheet | C539 |  | ARMCA
Range | Master sheet | D539 |  | Can. Alberta Avg.
Range | Master sheet | B540 |  | Concrete - 30 MPa, 10% FA, GU
Range | Master sheet | C540 |  | ARMCA
Range | Master sheet | D540 |  | Can. Alberta Avg.
Range | Master sheet | B541 |  | Concrete - 30 MPa, 20% FA, GU
Range | Master sheet | C541 |  | ARMCA
Range | Master sheet | D541 |  | Can. Alberta Avg.
Range | Master sheet | B542 |  | Concrete - 35 MPa, GU
Range | Master sheet | C542 |  | ARMCA
Range | Master sheet | D542 |  | Can. Alberta Avg.
Range | Master sheet | B543 |  | Concrete - 35 MPa, 10% FA, GU
Range | Master sheet | C543 |  | ARMCA
Range | Master sheet | D543 |  | Can. Alberta Avg.
Range | Master sheet | B544 |  | Concrete - 35 MPa, 20% FA, GU
Range | Master sheet | C544 |  | ARMCA
Range | Master sheet | D544 |  | Can. Alberta Avg.
Range | Master sheet | B545 |  | Vinyl flooring
Range | Master sheet | C545 |  | Shaw - Patcraft
Range | Master sheet | D545 |  | Luxury Vinyl Tile
Range | Master sheet | B546 |  | Linoleum flooring
Range | Master sheet | C546 |  | Gerflor
Range | Master sheet | D546 |  | DLW Linoleum Compact
Range | Master sheet | E546 |  | 2.5 mm sheet style linoleum
Range | Master sheet | B547 |  | Fiberglass loose fill
Range | Master sheet | C547 |  | Johns Manville
Range | Master sheet | D547 |  | Climate Pro, Attic Protector, JM Spider PLUS (Canada)
Range | Master sheet | E547 |  | R 2.8/inch, Formaldehyde-free
Range | Master sheet | B548 |  | Window - double pane
Range | Master sheet | C548 |  | Andersen
Range | Master sheet | D548 |  | E-series (Average Double-hung/Awning/Picture)
Range | Master sheet | E548 |  | Wood frame, aluminum cladding
Range | Master sheet | B549 |  | Drywall 1/2"
Range | Master sheet | C549 |  | National Gypsum
Range | Master sheet | D549 |  | Gold Bond XP Gypsum Board
Range | Master sheet | B550 |  | Drywall 5/8" Type X | Scenario name
Range | Master sheet | C550 |  | National Gypsum
Range | Master sheet | D550 |  | Gold Bond XP Fire-Shield Gypsum Board
Range | Master sheet | E550 |  | 5/8'' type X
Range | Master sheet | B551 |  | Carpet | Scenario Name
Range | Master sheet | C551 |  | J+J Flooring
Range | Master sheet | D551 |  | Standard Back | Warning
Range | Master sheet | E551 |  | all Broadloom styles
Range | Master sheet | B552 |  | Vinyl flooring
Range | Master sheet | C552 |  | Mannington
Range | Master sheet | D552 |  | Luxury Vinyl Tile
Range | Master sheet | E552 |  | 2.5 mm Tile and Plank
Range | Master sheet | B553 |  | Asphalt Shingles
Range | Master sheet | C553 |  | GAF
Range | Master sheet | D553 |  | Timberline Cool Series
Range | Master sheet | B554 |  | Linoleum flooring
Range | Master sheet | C554 |  | Mannington
Range | Master sheet | D554 |  | Legato Flooring
Range | Master sheet | E554 |  | liquid applied
Range | Master sheet | B555 |  | Ceramic tile
Range | Master sheet | C555 |  | Fireclay Tile
Range | Master sheet | D555 |  | Ceramic - recycled content
Range | Master sheet | E555 |  | Standard and Second grade
Range | Master sheet | B556 |  | Ceramic tile
Range | Master sheet | C556 |  | American Wonder Porcelain
Range | Master sheet | D556 |  | Procelain - recycled content
Range | Master sheet | E556 |  | Standard and Second grade
Range | Master sheet | B557 |  | Fiber Cement siding
Range | Master sheet | C557 |  | Equitone
Range | Master sheet | D557 |  | Pictura and Natura Pro
Range | Master sheet | B560 |  | Fiber Cement siding
Range | Master sheet | C560 |  | Equitone
Range | Master sheet | D560 |  | Linea¦Lunara sheets
Range | Master sheet | E560 |  | 10 mm
Range | Master sheet | B561 |  | Straw Panels
Range | Master sheet | C561 |  | Ecocoon
Range | Master sheet | D561 |  | Standard and Brace Panels
Range | Master sheet | E561 |  | 40cm R16, panel only
Range | Master sheet | B562 |  | Brick, Clay
Range | Master sheet | C562 |  | SHAW
Range | Master sheet | D562 |  | Slender - Thin Face Brick
Range | Master sheet | E562 |  | 2 1/4" x 1/2" x 7-1/2" (57 x 12.7 mm x 190) incl. 3/8" mortar
Range | Master sheet | B563 |  | Brick, Clay
Range | Master sheet | C563 |  | SHAW
Range | Master sheet | D563 |  | Avg Face Brick
Range | Master sheet | E563 |  | 3-5/8" x 2-3/4" x 7-5/8" (92 x 70 x 194 mm) incl. 3/8" mortar
Range | Master sheet | B564 |  | Rebar
Range | Master sheet | C564 |  | Nucor Corporation
Range | Master sheet | D564 |  | Canadian sizes
Range | Master sheet | B565 |  | Rebar
Range | Master sheet | C565 |  | Nucor Corporation
Range | Master sheet | D565 |  | Canadian sizes
Range | Master sheet | B566 |  | Rebar
Range | Master sheet | C566 |  | Nucor Corporation
Range | Master sheet | D566 |  | Canadian sizes
Range | Master sheet | B567 |  | Rebar
Range | Master sheet | C567 |  | ArcelorMittal Long Products Canada
Range | Master sheet | D567 |  | Canadian sizes
Range | Master sheet | B568 |  | Rebar
Range | Master sheet | C568 |  | ArcelorMittal Long Products Canada
Range | Master sheet | D568 |  | Canadian sizes
Range | Master sheet | B569 |  | Rebar
Range | Master sheet | C569 |  | ArcelorMittal Long Products Canada
Range | Master sheet | D569 |  | Canadian sizes
Range | Master sheet | B570 |  | Wood fiber board
Range | Master sheet | C570 |  | North American Fiberboard Association
Range | Master sheet | D570 |  | Includes: MSL, Blue Ridge Fiberboard Inc.
Range | Master sheet | B573 |  | XPS foam board
Range | Master sheet | C573 |  | DuPont
Range | Master sheet | D573 |  | Reduced GWP Grey Styrofoam™ (same as ST-100)
Range | Master sheet | B574 |  | XPS foam board
Range | Master sheet | C574 |  | Soprema
Range | Master sheet | D574 |  | SOPRA-XPS
Range | Master sheet | B580 |  | Mineral wool board
Range | Master sheet | C580 |  | Rockwool
Range | Master sheet | D580 |  | Comfortboard 80
Range | Master sheet | B581 |  | Polyiso - wall boards
Range | Master sheet | C581 |  | DuPont
Range | Master sheet | D581 |  | Thermax
Range | Master sheet | B582 |  | Laminated veneer lumber
Range | Master sheet | C582 |  | Roseburg Forest Products
Range | Master sheet | D582 |  | RigidLam LVL
Range | Master sheet | B583 |  | Spray polyurethane foam - Closed Cell (HFO)
Range | Master sheet | C583 |  | Huntsman Building Solutions
Range | Master sheet | D583 |  | Heatlok HFO & Heatlok Soya HFO
Range | Master sheet | B584 |  | Polyiso - wall boards
Range | Master sheet | C584 |  | PIMA
Range | Master sheet | D584 |  | Includes: Atlas, Firestone, GAF, Johns Manville, Rmax, Carlisle, Iko, Soprema
Range | Master sheet | B585 |  | Straw Bale
Range | Master sheet | C585 |  | SNaB (UK)
Range | Master sheet | D585 |  | Wheat & barley straw
Range | Master sheet | B589 |  | Engineered Wood Siding & Trim
Range | Master sheet | C589 |  | LP
Range | Master sheet | D589 |  | SmartSide
Range | Master sheet | E589 |  | 0.354" (9 mm)
Range | Master sheet | B590 |  | Engineered Wood Siding & Trim
Range | Master sheet | C590 |  | LP
Range | Master sheet | D590 |  | SmartSide
Range | Master sheet | E590 |  | 0.418" (10.6 mm)
Range | Master sheet | B591 |  | Engineered Wood Siding & Trim
Range | Master sheet | C591 |  | LP
Range | Master sheet | D591 |  | SmartSide
Range | Master sheet | E591 |  | 0.578" (14.7mm)
Range | Master sheet | B592 |  | Engineered Wood Siding & Trim
Range | Master sheet | C592 |  | LP
Range | Master sheet | D592 |  | BuilderSeries® Lap Siding
Range | Master sheet | E592 |  | 9/32" (7.3 mm)
Range | Master sheet | B593 |  | Engineered Wood Siding & Trim
Range | Master sheet | C593 |  | LP
Range | Master sheet | D593 |  | SmartSide ExpertFinish
Range | Master sheet | E593 |  | 3/8" (9.5 mm)
Range | Master sheet | B594 |  | Window - double pane
Range | Master sheet | C594 |  | Inline Fiberglass
Range | Master sheet | D594 |  | 300 Series Tilt and Turn, 300 Series Fixed, 325 Series Awning/Casement, 325 Series Fixed, and 400 Series
Range | Master sheet | E594 |  | Fiberglass frame
Range | Master sheet | B596 |  | Gypsum panels - glass mat
Range | Master sheet | C596 |  | CertainTeed
Range | Master sheet | D596 |  | GlasRoc Sheathing gypsum board
Range | Master sheet | B597 |  | Gypsum panels - glass mat
Range | Master sheet | C597 |  | Georgia-Pacific
Range | Master sheet | D597 |  | DensGlass Sheathing
Range | Master sheet | B598 |  | Gypsum panels - glass mat
Range | Master sheet | C598 |  | Gypsum Association
Range | Master sheet | D598 |  | North American Industry Average
Range | Master sheet | E598 |  | 5/8" Type X
Range | Master sheet | B601 |  | Fiber Cement siding
Range | Master sheet | C601 |  | James Hardie
Range | Master sheet | D601 |  | Hardie Plank HZ10, Hardie Panel HZ10, Hardie Architectural Panel HZ10
Range | Master sheet | B602 |  | Fiber Cement siding
Range | Master sheet | C602 |  | James Hardie
Range | Master sheet | D602 |  | Hardie Plank HZ5, Hardie Panel HZ5, Hardie Architectural Panel HZ5
Range | Master sheet | B603 |  | Fiber Cement siding
Range | Master sheet | C603 |  | James Hardie
Range | Master sheet | D603 |  | Hardie Shingle HZ10
Range | Master sheet | E603 |  | 6.3mm
Range | Master sheet | B604 |  | Fiber Cement siding
Range | Master sheet | C604 |  | James Hardie
Range | Master sheet | D604 |  | Hardie Shingle HZ5
Range | Master sheet | E604 |  | 6.3mm
Range | Master sheet | B605 |  | Fiberglass board
Range | Master sheet | C605 |  | NAIMA
Range | Master sheet | D605 |  | Includes : Johns Manville, Knauf, Owens Corning, CertainTeed
Range | Master sheet | E605 |  | R-3.2/inch
Range | Master sheet | B606 |  | Window - double-glazed
Range | Master sheet | C606 |  | AluQuebec
Range | Master sheet | D606 |  | Avg of fixed, casement, slider, hung, tilt & turn, awning
Range | Master sheet | E606 |  | Aluminum frame
Range | Master sheet | B607 |  | Window - double-glazed
Range | Master sheet | C607 |  | Arcadia
Range | Master sheet | D607 |  | CV200, T200 / Projected & casement
Range | Master sheet | E607 |  | Aluminum frame
Range | Master sheet | B608 |  | Window - double-glazed
Range | Master sheet | C608 |  | EFCO
Range | Master sheet | D608 |  | Xtherm, 5FXT, FX45, 6615, 6621, 6715, FX32, OG32, OG45 / Fixed
Range | Master sheet | E608 |  | Aluminum frame
Range | Master sheet | B609 |  | Window - double-glazed
Range | Master sheet | C609 |  | EFCO
Range | Master sheet | D609 |  | Xtherm, 875V, 2700, 2701, 450G, 590X, 6725, PG32, PX32, WV410, WV430 / Projected & casement
Range | Master sheet | E609 |  | Aluminum frame
Range | Master sheet | B610 |  | Window - double-glazed
Range | Master sheet | C610 |  | Kawneer
Range | Master sheet | D610 |  | Optiq AA4325, 8225TL¦TLF, 526, AA 6400¦6500, NX-300¦3000 / Projected & casement
Range | Master sheet | E610 |  | Aluminum frame
Range | Master sheet | B611 |  | Window - double-glazed
Range | Master sheet | C611 |  | Kawneer
Range | Master sheet | D611 |  | OptiQ AA5450, TR-9100, 8400TL, AA6400¦6500¦6600 / Hung & sliding
Range | Master sheet | E611 |  | Aluminum frame
Range | Master sheet | B612 |  | Window - double-glazed
Range | Master sheet | C612 |  | Wasau
Range | Master sheet | D612 |  | INvent casement windows
Range | Master sheet | E612 |  | Aluminum frame
Range | Master sheet | B613 |  | Window - double-glazed
Range | Master sheet | C613 |  | Wasau
Range | Master sheet | D613 |  | INvent fixed windows
Range | Master sheet | E613 |  | Aluminum frame
Range | Master sheet | B614 |  | Int. Wall & Ceiling Barrier, sheet
Range | Master sheet | C614 |  | Rothoblaas
Range | Master sheet | D614 |  | Vapor In Green 200 / Non-permeable
Range | Master sheet | E614 |  | 0.35 mm
Range | Master sheet | B615 |  | Ext. & Int. Wall & Roof Barrier, sheet
Range | Master sheet | C615 |  | Rothoblaas
Range | Master sheet | D615 |  | Clima Control Net 160 / Moisture-variable
Range | Master sheet | E615 |  | 0.5 mm
Range | Master sheet | B616 |  | Ext. & Int. Wall & Roof Barrier, sheet
Range | Master sheet | C616 |  | Rothoblaas
Range | Master sheet | D616 |  | Traspir EVO 160 / 12.3 Perms
Range | Master sheet | E616 |  | 0.5 mm
Range | Master sheet | B617 |  | Ext. & Int. Wall & Roof Barrier, sheet
Range | Master sheet | C617 |  | Rothoblaas
Range | Master sheet | D617 |  | Traspir Vapor 225 / Non-permeable
Range | Master sheet | E617 |  | 0.8 mm
Range | Master sheet | B618 |  | Ext. & Int. Wall Barrier, sheet
Range | Master sheet | C618 |  | Rothoblaas
Range | Master sheet | D618 |  | Traspir 110 / 101 Perms
Range | Master sheet | E618 |  | 0.4 mm
Range | Master sheet | B619 |  | Ext. & Int. Wall Barrier, sheet
Range | Master sheet | C619 |  | Rothoblaas
Range | Master sheet | D619 |  | Traspir EVO UV 210 / 41.7 Perms
Range | Master sheet | E619 |  | 0.3 mm
Range | Master sheet | B620 |  | Ext. Roof Barrier, sheet
Range | Master sheet | C620 |  | Rothoblaas
Range | Master sheet | D620 |  | Traspir Weld EVO 360 / 17.5 Perms
Range | Master sheet | E620 |  | 1.0 mm
Range | Master sheet | B621 |  | Ext. Wall & Roof Barrier, adhesive
Range | Master sheet | C621 |  | Partel
Range | Master sheet | D621 |  | Exoperm Mono SA 250 / Permeable
Range | Master sheet | B622 |  | Ext. Wall & Roof Barrier, liquid applied
Range | Master sheet | C622 |  | Carlisle
Range | Master sheet | D622 |  | Barrithane VP / 11.1 Perms
Range | Master sheet | E622 |  | 40 mils
Range | Master sheet | B623 |  | Ext. Wall & Roof Barrier, sheet
Range | Master sheet | C623 |  | Dupont
Range | Master sheet | D623 |  | Tyvek Monolayer 60 / Permeable
Range | Master sheet | B624 |  | Ext. Wall & Roof Barrier, sheet
Range | Master sheet | C624 |  | Partel
Range | Master sheet | D624 |  | Exoperm Mono 150 / Permeable
Range | Master sheet | B625 |  | Ext. Wall barrier, adhesive
Range | Master sheet | C625 |  | GCP
Range | Master sheet | D625 |  | Perm-a-Barrier / Non-permeable
Range | Master sheet | E625 |  | 1 mm
Range | Master sheet | B626 |  | Ext. Wall Barrier, adhesive
Range | Master sheet | C626 |  | Soprema
Range | Master sheet | D626 |  | Sopraseal Stick 1100 T / Non-permeable
Range | Master sheet | E626 |  | 1.0 mm
Range | Master sheet | B627 |  | Ext. Wall Barrier, adhesive
Range | Master sheet | C627 |  | Soprema
Range | Master sheet | D627 |  | Sopraseal Stick VP / 11-17 Perms
Range | Master sheet | E627 |  | 0.6 mm
Range | Master sheet | B628 |  | Ext. Wall Barrier, adhesive
Range | Master sheet | C628 |  | Soprema
Range | Master sheet | D628 |  | Soprasolin HD / Non-permeable
Range | Master sheet | E628 |  | 1.0 mm
Range | Master sheet | B629 |  | Ext. Wall Barrier, adhesive
Range | Master sheet | C629 |  | Soprema
Range | Master sheet | D629 |  | SOPRAVAP'R / Non-permeable
Range | Master sheet | E629 |  | 0.8 mm
Range | Master sheet | B630 |  | Ext. Wall barrier, liquid applied
Range | Master sheet | C630 |  | GCP
Range | Master sheet | D630 |  | Perm-a-Barrier NPL 10 / Non-permeable
Range | Master sheet | E630 |  | 1 mm
Range | Master sheet | B631 |  | Ext. Wall barrier, liquid applied
Range | Master sheet | C631 |  | GCP
Range | Master sheet | D631 |  | Perm-a-Barrier VPL / 20 Perms
Range | Master sheet | E631 |  | 0.64 mm
Range | Master sheet | B632 |  | Ext. Wall barrier, liquid applied
Range | Master sheet | C632 |  | GCP
Range | Master sheet | D632 |  | Perm-a-Barrier VPL 50 RS / 13 Perms
Range | Master sheet | E632 |  | 0.51 mm
Range | Master sheet | B633 |  | Ext. Wall barrier, sheet
Range | Master sheet | C633 |  | GCP
Range | Master sheet | D633 |  | Perm-a-Barrier NPS / Non-permeable
Range | Master sheet | E633 |  | 0.46 mm
Range | Master sheet | B634 |  | Ext. Wall Barrier, liquid applied
Range | Master sheet | C634 |  | Soprema
Range | Master sheet | D634 |  | Sopraseal LM 200 S / 0.6 Perm
Range | Master sheet | B635 |  | Ext. Wall Barrier, liquid applied
Range | Master sheet | C635 |  | Soprema
Range | Master sheet | D635 |  | SOPRASEAL LM 204 VP / 10-17 Perms
Range | Master sheet | E635 |  | 0.6 mm
Range | Master sheet | B636 |  | Ext. Waterproofing Barrier, adhesive
Range | Master sheet | C636 |  | Carlisle
Range | Master sheet | D636 |  | MiraPLY V
Range | Master sheet | B637 |  | Ext. Waterproofing Barrier, liquid applied
Range | Master sheet | C637 |  | Carlisle
Range | Master sheet | D637 |  | MiraSEAL & MiraTITE
Range | Master sheet | B638 |  | Int. Wall & Ceiling Barrier, sheet
Range | Master sheet | C638 |  | Partel
Range | Master sheet | D638 |  | IZOPERM PLUS / Non-permeable
Range | Master sheet | B639 |  | Int. Wall & Ceiling Barrier, sheet
Range | Master sheet | C639 |  | Partel
Range | Master sheet | D639 |  | VARA PLUS / Moisture-variable
Range | Master sheet | B640 |  | Int. Wall & Ceiling Barrier, sheet
Range | Master sheet | C640 |  | Rothoblaas
Range | Master sheet | D640 |  | Clima Control 80 / Moisture-variable
Range | Master sheet | E640 |  | 0.22 mm
Range | Master sheet | B641 |  | Int. Wall & Ceiling Barrier, sheet
Range | Master sheet | C641 |  | Rothoblaas
Range | Master sheet | D641 |  | Vapor in NET 140 / Non-permeable
Range | Master sheet | E641 |  | 0.15 mm
Range | Master sheet | B642 |  | Int. Wall & Ceiling Barrier, sheet
Range | Master sheet | C642 |  | SIGA
Range | Master sheet | D642 |  | Majrex 200 / Moisture-variable
Range | Master sheet | B643 |  | Barrier, sheet
Range | Master sheet | D643 |  | Polyethylene sheet
Range | Master sheet | E643 |  | 10 mil
Range | Master sheet | B644 |  | Barrier, sheet
Range | Master sheet | D644 |  | Polyethylene sheet
Range | Master sheet | E644 |  | 6 mil
Range | Master sheet | B645 |  | Mineral wool batt
Range | Master sheet | C645 |  | Owens Corning
Range | Master sheet | D645 |  | Thermafiber SAFB (4pcf), Versaboard 40
Range | Master sheet | E645 |  | R 3.7-inch
Range | Master sheet | B646 |  | Mineral wool batt
Range | Master sheet | C646 |  | Owens Corning
Range | Master sheet | D646 |  | UltraBatt - Fire and Sound guard Plus R-15, R-30
Range | Master sheet | E646 |  | R 4.2-inch
Range | Master sheet | B647 |  | Mineral wool batt
Range | Master sheet | C647 |  | Owens Corning
Range | Master sheet | D647 |  | UltraBatt - Fire and Sound guard Plus R-23
Range | Master sheet | E647 |  | R 4.2-inch
Range | Master sheet | B648 |  | Mineral wool batt
Range | Master sheet | C648 |  | Owens Corning
Range | Master sheet | D648 |  | UltraBatt - Fire and Sound guard Plus R-24
Range | Master sheet | E648 |  | R 4.0-inch
Range | Master sheet | B649 |  | Mineral wool board
Range | Master sheet | C649 |  | Owens Corning
Range | Master sheet | D649 |  | Thermafiber RainBarrier ci 80
Range | Master sheet | E649 |  | R 4.2-inch
Range | Master sheet | B650 |  | Mineral wool board
Range | Master sheet | C650 |  | Owens Corning
Range | Master sheet | D650 |  | Thermafiber RainBarrier ci HC 140
Range | Master sheet | E650 |  | R 4.2-inch
Range | Master sheet | B651 |  | Mineral wool board
Range | Master sheet | C651 |  | Owens Corning
Range | Master sheet | D651 |  | Thermafiber RainBarrier ci HC 110
Range | Master sheet | E651 |  | R 4.3-inch
Range | Master sheet | B652 |  | Mineral wool batt
Range | Master sheet | C652 |  | Rockwool
Range | Master sheet | D652 |  | ComfortBatt R-23
Range | Master sheet | E652 |  | R 4.2-inch
Range | Master sheet | B653 |  | Mineral wool batt
Range | Master sheet | C653 |  | Rockwool
Range | Master sheet | D653 |  | ComfortBatt R-24 (Steel Studs)
Range | Master sheet | E653 |  | R 4.0-inch
Range | Master sheet | B654 |  | Mineral wool batt
Range | Master sheet | C654 |  | Rockwool
Range | Master sheet | D654 |  | ComfortBatt R-24 (Wood Studs)
Range | Master sheet | E654 |  | R 4.4-inch
Range | Master sheet | B655 |  | Mineral wool board
Range | Master sheet | C655 |  | Rockwool
Range | Master sheet | D655 |  | Cavityrock
Range | Master sheet | E655 |  | R 4.3-inch
Range | Master sheet | B656 |  | Mineral wool board
Range | Master sheet | C656 |  | Rockwool
Range | Master sheet | D656 |  | Comfortboard 110
Range | Master sheet | E656 |  | R 4.0-inch
Range | Master sheet | B657 |  | Mineral wool board
Range | Master sheet | C657 |  | Rockwool
Range | Master sheet | D657 |  | Comfortboard 80
Range | Master sheet | E657 |  | R 4.2-inch
Range | Master sheet | B658 |  | Mineral wool board
Range | Master sheet | C658 |  | Rockwool
Range | Master sheet | D658 |  | Toprock DD
Range | Master sheet | E658 |  | R 4.3-inch
Range | Master sheet | B659 |  | Mineral wool batt
Range | Master sheet | C659 |  | Rockwool
Range | Master sheet | D659 |  | Safe'n'Sound
Range | Master sheet | E659 |  | R 4.0-inch
Range | Master sheet | B660 |  | Foam glass aggregate
Range | Master sheet | C660 |  | Foamit group
Range | Master sheet | E660 |  | 191 kg/m3, 10-60 mm, R 1,5/inch
Range | Master sheet | B661 |  | Luxury vinyl tile
Range | Master sheet | C661 |  | Resilient Floor Covering Institute
Range | Master sheet | D661 |  | Looselay Flooring
Range | Master sheet | E661 |  | 4.5 - 6mm
Range | Master sheet | B662 |  | Luxury vinyl tile
Range | Master sheet | C662 |  | Resilient Floor Covering Institute
Range | Master sheet | D662 |  | Gluedown
Range | Master sheet | E662 |  | 1.5 - 4.5mm
Range | Master sheet | B663 |  | Vinyl flooring
Range | Master sheet | C663 |  | Resilient Floor Covering Institute
Range | Master sheet | D663 |  | Heterogeneous sheet
Range | Master sheet | E663 |  | 2mm
Range | Master sheet | B664 |  | SIP panels - EPS foam & OSB
Range | Master sheet | C664 |  | SIPA
Range | Master sheet | D664 |  | Includes: ACME Panel, Enercept, Extreme Panel Technologies, FischerSIPS, Insulspan, Lamit, PorterCorp, Preflex, Premier Building Systems, Thermafoam R-Control, Urban Industries
Range | Master sheet | E664 |  | R-15 4.5" panel
Range | Master sheet | B665 |  | SIP panels - EPS foam & OSB
Range | Master sheet | C665 |  | SIPA
Range | Master sheet | D665 |  | Includes: ACME Panel, Enercept, Extreme Panel Technologies, FischerSIPS, Insulspan, Lamit, PorterCorp, Preflex, Premier Building Systems, Thermafoam R-Control, Urban Industries
Range | Master sheet | E665 |  | R-23 6.5" panel
Range | Master sheet | B666 |  | SIP panels - EPS foam & OSB
Range | Master sheet | C666 |  | SIPA
Range | Master sheet | D666 |  | Includes: ACME Panel, Enercept, Extreme Panel Technologies, FischerSIPS, Insulspan, Lamit, PorterCorp, Preflex, Premier Building Systems, Thermafoam R-Control, Urban Industries
Range | Master sheet | E666 |  | R-30 8.25" panel
Range | Master sheet | B667 |  | SIP panels - EPS foam & OSB
Range | Master sheet | C667 |  | SIPA
Range | Master sheet | D667 |  | Includes: ACME Panel, Enercept, Extreme Panel Technologies, FischerSIPS, Insulspan, Lamit, PorterCorp, Preflex, Premier Building Systems, Thermafoam R-Control, Urban Industries
Range | Master sheet | E667 |  | R-38 10.25" panel
Range | Master sheet | B668 |  | SIP panels - EPS foam & OSB
Range | Master sheet | C668 |  | SIPA
Range | Master sheet | D668 |  | Includes: ACME Panel, Enercept, Extreme Panel Technologies, FischerSIPS, Insulspan, Lamit, PorterCorp, Preflex, Premier Building Systems, Thermafoam R-Control, Urban Industries
Range | Master sheet | E668 |  | R-45 12.25" panel
Range | Master sheet | AR2 |  | Peer-reviewed LCA, 2011
Range | Master sheet | AR3 |  | Peer-reviewed LCA, 2016
Formula | _Master sheet | AR4 | 1 | Expired
Formula | _Master sheet | AR5 | 1 | Expired
Formula | _Master sheet | AR22 | 1 | Expired
Formula | _Master sheet | AR23 | 1 | Expired
Formula | _Master sheet | AR24 | 1 | Expired
Formula | _Master sheet | AR25 | 1 | Expired
Formula | _Master sheet | AR29 | 1 | Expired
Formula | _Master sheet | AR34 | 1 | Expired
Formula | _Master sheet | AR35 | 1 | Expired
Formula | _Master sheet | AR36 | 1 | Expired
Formula | _Master sheet | AR37 | 1 | Expired
Range | Master sheet | AR38 |  | Multi-EPD average from EC3 Tool
Range | Master sheet | AR39 |  | Multi-EPD average from EC3 Tool
Range | Master sheet | AR40 |  | Multi-EPD average from EC3 Tool
Formula | _Master sheet | AR42 | 1 | Expired
Formula | _Master sheet | AR43 | 1 | Expired
Formula | _Master sheet | AR44 | 1 | Expired
Formula | _Master sheet | AR45 | 1 | Expired
Formula | _Master sheet | AR46 | 1 | Expired
Formula | _Master sheet | AR47 | 1 | Expired
Formula | _Master sheet | AR48 | 1 | Expired
Formula | _Master sheet | AR49 | 1 | Expired
Formula | _Master sheet | AR50 | 1 | Expired
Formula | _Master sheet | AR53 | 1 | Expired
Range | Master sheet | AR57 |  | Peer-reviewed LCA, 2014
Formula | _Master sheet | AR58 | 1 | Expired
Range | Master sheet | AR73 |  | Peer-reviewed LCA
Range | Master sheet | AR74 |  | Peer-reviewed LCA
Range | Master sheet | AR75 |  | Adapted from peer-reviewed LCA, 2019
Range | Master sheet | AR76 |  | Peer-reviewed LCA, 2019
Range | Master sheet | AR77 |  | Peer-reviewed LCA, 2019
Range | Master sheet | AR78 |  | Peer-reviewed LCA, 2019
Formula | _Master sheet | AR79 | 1 | Expired
Formula | _Master sheet | AR80 | 1 | Expired
Formula | _Master sheet | AR81 | 1 | Expired
Formula | _Master sheet | AR82 | 1 | Expired
Formula | _Master sheet | AR83 | 1 | Expired
Formula | _Master sheet | AR84 | 1 | Expired
Formula | _Master sheet | AR85 | 1 | Expired
Formula | _Master sheet | AR86 | 1 | Expired
Formula | _Master sheet | AR87 | 1 | Expired
Formula | _Master sheet | AR88 | 1 | Expired
Formula | _Master sheet | AR89 | 1 | Expired
Formula | _Master sheet | AR90 | 1 | Expired
Formula | _Master sheet | AR91 | 1 | Expired
Formula | _Master sheet | AR92 | 1 | Expired
Formula | _Master sheet | AR93 | 1 | Expired
Formula | _Master sheet | AR94 | 1 | Expired
Formula | _Master sheet | AR95 | 1 | Expired
Formula | _Master sheet | AR96 | 1 | Expired
Formula | _Master sheet | AR97 | 1 | Expired
Formula | _Master sheet | AR98 | 1 | Expired
Formula | _Master sheet | AR99 | 1 | Expired
Formula | _Master sheet | AR100 | 1 | Expired
Formula | _Master sheet | AR101 | 1 | Expired
Formula | _Master sheet | AR102 | 1 | Expired
Formula | _Master sheet | AR106 | 1 | Expired
Formula | _Master sheet | AR113 | 1 | Expired
Formula | _Master sheet | AR114 | 1 | Expired
Formula | _Master sheet | AR118 | 1 | Expired
Formula | _Master sheet | AR119 | 1 | Expired
Formula | _Master sheet | AR122 | 1 | Expired
Formula | _Master sheet | AR135 | 1 | Expired
Formula | _Master sheet | AR136 | 1 | Expired
Formula | _Master sheet | AR140 | 1 | Expired
Formula | _Master sheet | AR146 | 1 | Expired
Formula | _Master sheet | AR160 | 1 | Expired
Formula | _Master sheet | AR161 | 1 | Expired
Formula | _Master sheet | AR170 | 1 | Expired
Formula | _Master sheet | AR172 | 1 | Expired
Formula | _Master sheet | AR176 | 1 | Expired
Range | Master sheet | AR187 |  | Peer-reviewed LCA, 2017
Range | Master sheet | AR188 |  | Peer-reviewed LCA, 2020
Formula | _Master sheet | AR191 | 1 | Expired
Formula | _Master sheet | AR192 | 1 | Expired
Formula | _Master sheet | AR205 | 1 | Expired
Formula | _Master sheet | AR206 | 1 | Expired
Formula | _Master sheet | AR209 | 1 | Expired
Formula | _Master sheet | AR210 | 1 | Expired
Formula | _Master sheet | AR211 | 1 | Expired
Range | Master sheet | AR219 |  | The brand used to be "Includes: Agway, Bailey, Behlen, Canam,DASS, DCM, Duchesne, EB, Exsteel, Ideal Roofing, Imperial, LKME, Manugypse, Metal Up, Scotia, Steel Tile Co, Steelway, Trebor, Vicwest, Vulcraft, Westform, Westman" but it got removed because it was too long (Mar 2025)
Formula | _Master sheet | AR222 | 1 | Expired
Formula | _Master sheet | AR225 | 1 | Expired
Range | Master sheet | AR235 |  | Independent LCA, 2013
Formula | _Master sheet | AR236 | 1 | Expired
Formula | _Master sheet | AR237 | 1 | Expired
Formula | _Master sheet | AR238 | 1 | Expired
Formula | _Master sheet | AR242 | 1 | Expired
Formula | _Master sheet | AR248 | 1 | Expired
Formula | _Master sheet | AR251 | 1 | Expired
Formula | _Master sheet | AR252 | 1 | Expired
Formula | _Master sheet | AR253 | 1 | Expired
Formula | _Master sheet | AR279 | 1 | Expired
Formula | _Master sheet | AR284 | 1 | Expired
Range | Master sheet | AR293 |  | ICE Database (UK)
Formula | _Master sheet | AR287 | 1 | Expired
Range | Master sheet | AR295 |  | Peer-reviewed LCA
Range | Master sheet | AR296 |  | ICE Database (UK)
Range | Master sheet | AR297 |  | ICE Database (UK)
Formula | _Master sheet | AR296 | 1 | Expired
Formula | _Master sheet | AR297 | 1 | Expired
Formula | _Master sheet | AR298 | 1 | Expired
Range | Master sheet | AR306 |  | A1-B1
Formula | _Master sheet | AR301 | 1 | Expired
Formula | _Master sheet | AR304 | 1 | Expired
Formula | _Master sheet | AR307 | 1 | Expired
Formula | _Master sheet | AR329 | 1 | Expired
Formula | _Master sheet | AR330 | 1 | Expired
Formula | _Master sheet | AR332 | 1 | Expired
Formula | _Master sheet | AR335 | 1 | Expired
Formula | _Master sheet | AR337 | 1 | Expired
Formula | _Master sheet | AR339 | 1 | Expired
Formula | _Master sheet | AR342 | 1 | Expired
Formula | _Master sheet | AR346 | 1 | Expired
Formula | _Master sheet | AR351 | 1 | Expired
Formula | _Master sheet | AR352 | 1 | Expired
Formula | _Master sheet | AR356 | 1 | Expired
Formula | _Master sheet | AR357 | 1 | Expired
Range | Master sheet | AR370 |  | BfCA Study (Tally)
Range | Master sheet | AR372 |  | BfCA Study (Tally)
Range | Master sheet | AR374 |  | BfCA Study (Tally)
Range | Master sheet | AR376 |  | BfCA Study (Tally)
Range | Master sheet | AR377 |  | BfCA Study (Tally)
Range | Master sheet | AR378 |  | BfCA Study (Tally)
Range | Master sheet | AR380 |  | BfCA Study (Tally)
Range | Master sheet | AR382 |  | BfCA Study (Tally)
Range | Master sheet | AR384 |  | Indedpendent LCA
Range | Master sheet | AR385 |  | Indedpendent LCA
Formula | _Master sheet | AR379 | 1 | Expired
Formula | _Master sheet | AR386 | 1 | Expired
Formula | _Master sheet | AR398 | 1 | Expired
Formula | _Master sheet | AR399 | 1 | Expired
Formula | _Master sheet | AR400 | 1 | Expired
Formula | _Master sheet | AR408 | 1 | Expired
Formula | _Master sheet | AR409 | 1 | Expired
Formula | _Master sheet | AR411 | 1 | Expired
Formula | _Master sheet | AR412 | 1 | Expired
Range | Master sheet | AR431 |  | A1-B1
Formula | _Master sheet | AR416 | 1 | Expired
Formula | _Master sheet | AR417 | 1 | Expired
Formula | _Master sheet | AR418 | 1 | Expired
Formula | _Master sheet | AR419 | 1 | Expired
Formula | _Master sheet | AR420 | 1 | Expired
Range | Master sheet | AR437 |  | LCA in Composite
Range | Master sheet | AR438 |  | LCA in Composite
Range | Master sheet | AR439 |  | LCA in Composite
Range | Master sheet | AR440 |  | LCA in Composite
Formula | _Master sheet | AR425 | 1 | Expired
Range | Master sheet | AR442 |  | LCA in Composite
Formula | _Master sheet | AR427 | 1 | Expired
Formula | _Master sheet | AR428 | 1 | Expired
Formula | _Master sheet | AR429 | 1 | Expired
Formula | _Master sheet | AR430 | 1 | Expired
Formula | _Master sheet | AR431 | 1 | Expired
Formula | _Master sheet | AR432 | 1 | Expired
Formula | _Master sheet | AR433 | 1 | Expired
Formula | _Master sheet | AR434 | 1 | Expired
Formula | _Master sheet | AR435 | 1 | Expired
Formula | _Master sheet | AR436 | 1 | Expired
Formula | _Master sheet | AR437 | 1 | Expired
Formula | _Master sheet | AR438 | 1 | Expired
Formula | _Master sheet | AR439 | 1 | Expired
Formula | _Master sheet | AR440 | 1 | Expired
Formula | _Master sheet | AR441 | 1 | Expired
Formula | _Master sheet | AR442 | 1 | Expired
Formula | _Master sheet | AR443 | 1 | Expired
Formula | _Master sheet | AR444 | 1 | Expired
Formula | _Master sheet | AR445 | 1 | Expired
Formula | _Master sheet | AR446 | 1 | Expired
Formula | _Master sheet | AR447 | 1 | Expired
Formula | _Master sheet | AR448 | 1 | Expired
Formula | _Master sheet | AR449 | 1 | Expired
Formula | _Master sheet | AR450 | 1 | Expired
Formula | _Master sheet | AR451 | 1 | Expired
Formula | _Master sheet | AR452 | 1 | Expired
Formula | _Master sheet | AR453 | 1 | Expired
Formula | _Master sheet | AR454 | 1 | Expired
Formula | _Master sheet | AR455 | 1 | Expired
Formula | _Master sheet | AR456 | 1 | Expired
Formula | _Master sheet | AR457 | 1 | Expired
Formula | _Master sheet | AR458 | 1 | Expired
Formula | _Master sheet | AR459 | 1 | Expired
Formula | _Master sheet | AR460 | 1 | Expired
Formula | _Master sheet | AR461 | 1 | Expired
Formula | _Master sheet | AR462 | 1 | Expired
Formula | _Master sheet | AR463 | 1 | Expired
Formula | _Master sheet | AR464 | 1 | Expired
Formula | _Master sheet | AR465 | 1 | Expired
Formula | _Master sheet | AR466 | 1 | Expired
Formula | _Master sheet | AR467 | 1 | Expired
Formula | _Master sheet | AR468 | 1 | Expired
Formula | _Master sheet | AR469 | 1 | Expired
Formula | _Master sheet | AR470 | 1 | Expired
Formula | _Master sheet | AR471 | 1 | Expired
Formula | _Master sheet | AR472 | 1 | Expired
Formula | _Master sheet | AR473 | 1 | Expired
Formula | _Master sheet | AR474 | 1 | Expired
Formula | _Master sheet | AR475 | 1 | Expired
Formula | _Master sheet | AR476 | 1 | Expired
Formula | _Master sheet | AR477 | 1 | Expired
Formula | _Master sheet | AR478 | 1 | Expired
Formula | _Master sheet | AR479 | 1 | Expired
Formula | _Master sheet | AR480 | 1 | Expired
Formula | _Master sheet | AR481 | 1 | Expired
Formula | _Master sheet | AR482 | 1 | Expired
Formula | _Master sheet | AR483 | 1 | Expired
Formula | _Master sheet | AR484 | 1 | Expired
Formula | _Master sheet | AR485 | 1 | Expired
Formula | _Master sheet | AR486 | 1 | Expired
Formula | _Master sheet | AR487 | 1 | Expired
Formula | _Master sheet | AR488 | 1 | Expired
Formula | _Master sheet | AR489 | 1 | Expired
Formula | _Master sheet | AR490 | 1 | Expired
Formula | _Master sheet | AR491 | 1 | Expired
Formula | _Master sheet | AR492 | 1 | Expired
Formula | _Master sheet | AR493 | 1 | Expired
Formula | _Master sheet | AR494 | 1 | Expired
Formula | _Master sheet | AR495 | 1 | Expired
Formula | _Master sheet | AR496 | 1 | Expired
Formula | _Master sheet | AR497 | 1 | Expired
Formula | _Master sheet | AR498 | 1 | Expired
Formula | _Master sheet | AR499 | 1 | Expired
Formula | _Master sheet | AR500 | 1 | Expired
Formula | _Master sheet | AR501 | 1 | Expired
Formula | _Master sheet | AR502 | 1 | Expired
Formula | _Master sheet | AR503 | 1 | Expired
Formula | _Master sheet | AR504 | 1 | Expired
Formula | _Master sheet | AR505 | 1 | Expired
Formula | _Master sheet | AR506 | 1 | Expired
Formula | _Master sheet | AR507 | 1 | Expired
Formula | _Master sheet | AR508 | 1 | Expired
Formula | _Master sheet | AR509 | 1 | Expired
Formula | _Master sheet | AR510 | 1 | Expired
Formula | _Master sheet | AR511 | 1 | Expired
Formula | _Master sheet | AR512 | 1 | Expired
Formula | _Master sheet | AR513 | 1 | Expired
Formula | _Master sheet | AR514 | 1 | Expired
Formula | _Master sheet | AR515 | 1 | Expired
Formula | _Master sheet | AR516 | 1 | Expired
Formula | _Master sheet | AR517 | 1 | Expired
Formula | _Master sheet | AR518 | 1 | Expired
Formula | _Master sheet | AR519 | 1 | Expired
Formula | _Master sheet | AR520 | 1 | Expired
Formula | _Master sheet | AR521 | 1 | Expired
Formula | _Master sheet | AR522 | 1 | Expired
Formula | _Master sheet | AR523 | 1 | Expired
Formula | _Master sheet | AR524 | 1 | Expired
Formula | _Master sheet | AR525 | 1 | Expired
Formula | _Master sheet | AR526 | 1 | Expired
Formula | _Master sheet | AR527 | 1 | Expired
Formula | _Master sheet | AR528 | 1 | Expired
Formula | _Master sheet | AR529 | 1 | Expired
Formula | _Master sheet | AR530 | 1 | Expired
Formula | _Master sheet | AR531 | 1 | Expired
Formula | _Master sheet | AR532 | 1 | Expired
Formula | _Master sheet | AR533 | 1 | Expired
Formula | _Master sheet | AR534 | 1 | Expired
Formula | _Master sheet | AR535 | 1 | Expired
Formula | _Master sheet | AR536 | 1 | Expired
Formula | _Master sheet | AR537 | 1 | Expired
Formula | _Master sheet | AR538 | 1 | Expired
Formula | _Master sheet | AR539 | 1 | Expired
Formula | _Master sheet | AR540 | 1 | Expired
Formula | _Master sheet | AR541 | 1 | Expired
Formula | _Master sheet | AR545 | 1 | Expired
Formula | _Master sheet | AR546 | 1 | Expired
Formula | _Master sheet | AR547 | 1 | Expired
Formula | _Master sheet | AR548 | 1 | Expired
Formula | _Master sheet | AR549 | 1 | Expired
Formula | _Master sheet | AR550 | 1 | Expired
Formula | _Master sheet | AR551 | 1 | Expired
Formula | _Master sheet | AR552 | 1 | Expired
Formula | _Master sheet | AR553 | 1 | Expired
Formula | _Master sheet | AR554 | 1 | Expired
Range | Master sheet | AR573 |  | A1-B1
Range | Master sheet | AR574 |  | A1-B1
Formula | _Master sheet | AR564 | 1 | Expired
Formula | _Master sheet | AR565 | 1 | Expired
Formula | _Master sheet | AR566 | 1 | Expired
Range | Master sheet | AR583 |  | A1-B1
Formula | _Master sheet | AR568 | 1 | Expired
Formula | _Master sheet | AR569 | 1 | Expired
Formula | _Master sheet | AR578 | 1 | Expired
Formula | _Master sheet | AR580 | 1 | Expired
Range | Energy GHG | C1 |  | Province
Range | Energy GHG | D1 |  | GHG Factor Electricity
Range | Energy GHG | E1 |  | GHG Factor Natural Gas
Range | Energy GHG | F1 |  | GHG Factor Oil
Range | Energy GHG | G1 |  | GHG Factor Propane
Range | Energy GHG | H1 |  | GHG Factor Wood
Range | Energy GHG | C2 |  | Newfoundland and Labrador
Range | Energy GHG | C3 |  | Prince Edward Island
Range | Energy GHG | C4 |  | Nova Scotia
Range | Energy GHG | C5 |  | New Brunswick
Range | Energy GHG | C6 |  | Quebec
Range | Energy GHG | C7 |  | Ontario
Range | Energy GHG | C8 |  | Manitoba
Range | Energy GHG | C9 |  | Saskatchewan
Range | Energy GHG | C10 |  | Alberta
Range | Energy GHG | C11 |  | British Columbia
Range | Energy GHG | C12 |  | Yukon
Range | Energy GHG | C13 |  | Northwest Territories
Range | Energy GHG | C14 |  | Nunavut
Range | Energy GHG | C15 |  | Override Province
Range | Energy GHG | C16 |  | Override Value
Range | Energy GHG | C17 |  | Information Source
Range | Energy GHG | C19 |  | GHG Calculations Results
Range | Energy GHG | A20 |  | Fuel consumption from h2k file
Range | Energy GHG | C20 |  | Province
Range | Energy GHG | D20 |  | Electricity
Range | Energy GHG | E20 |  | Natural Gas
Range | Energy GHG | F20 |  | Oil
Range | Energy GHG | G20 |  | Propane
Range | Energy GHG | H20 |  | Wood
Range | Energy GHG | I20 |  | Total
Range | Energy GHG | A21 |  | Electricity_kWh
Range | Energy GHG | C21 |  | Newfoundland and Labrador
Range | Energy GHG | A22 |  | Natural Gas_m3
Range | Energy GHG | C22 |  | Prince Edward Island
Range | Energy GHG | A23 |  | Oil_Litres
Range | Energy GHG | C23 |  | Nova Scotia
Range | Energy GHG | A24 |  | Propane_Litres
Range | Energy GHG | C24 |  | New Brunswick
Range | Energy GHG | A25 |  | Wood_Kg
Range | Energy GHG | C25 |  | Quebec
Range | Energy GHG | C26 |  | Ontario
Range | Energy GHG | C27 |  | Manitoba
Range | Energy GHG | A28 |  | Material Emissions
Range | Energy GHG | C28 |  | Saskatchewan
Range | Energy GHG | C29 |  | Alberta
Range | Energy GHG | C30 |  | British Columbia
Range | Energy GHG | C31 |  | Yukon
Range | Energy GHG | A32 |  | Renewables_GJ
Range | Energy GHG | C32 |  | Northwest Territories
Range | Energy GHG | C33 |  | Nunavut
Shape | Introduction | TextBox 8 | TRUE | NRCan would like to acknowledge the foundational contribution of Chris Magwood and the team at Builders for Climate Action. The Material Carbon Emissions Estimator (MCE2) was co-created by the team at Builders for Climate Action (https://www.buildersforclimateaction.org/) and NRCan. It supports their mission to: "offer future generations our best efforts to reign in the worst effects of climate change through smart, coordinated, and effective action to address emissions in the sector while making a world that is just and equitable." and NRCan's mandate of supporting industry in making informed decisions related to energy and carbon performance in the built environment.
MsgBox |  | msgBVT |  | Warning: the building is modeled with a special number of storeys (<~NoOfStoreys~>). Please input total ceiling area mannually.
MsgBox |  | msgCTR |  | Error: no results found. please run 'calculate' in HOT2000 and try again
MsgBox |  | msgVIU |  | Error: Please select a .h2k file
MsgBox |  | msgXRT |  | Scenario '<~new_SCN_Name~>' already exists. Please select a new name.
MsgBox |  | msgCTI |  | You already made '<~MAX_SCENARIOS~>' scenarios. The workbook does not support additional scenarios. You may want to delete a scenario and try again.
MsgBox |  | msgMTD |  | Scenario '<~scn_Name~>' does not exist. Please try again. | Scenario name
MsgBox |  | msgUOQ |  | Scenario '<~scn_Name~>' could not be found. Please try again.
MsgBox |  | msgVCU |  | Are you sure to delete Scenario '<~scn_Name~>'?
MsgBox |  | msgUIM |  | Address of orange cells are saved in the <~scnDBSh.Name~> sheet
MsgBox |  | msgFVT |  | Please enter a name for your scenario | Scenario Name
MsgBox |  | msgEVU |  | Select house file (h2k)
MsgBox |  | msgVRG |  | All data on the “SCENARIOS” tab will be lost. Do you want to proceed? | Warning
MsgBox |  | msgCYT |  | Changing the province changes both the GHG intensity factor of the electrical supply and the regionally available concrete mixes. If you proceed, your current concrete selections for <~Province_Name~> will be saved for later use. You will be required to make new concrete selections based on regionally available mixes for the province of choice.
MsgBox |  | msgNTR |  | Changing the province changes both the GHG intensity factor of the electrical supply and the regionally available concrete mixes. Your previously selected concrete mixes for <~Province_Name~> will be loaded.
MsgBox |  | msgWNK |  | This action will delete all data on this sheet, including notes in column <~note_column~>. Do you want to proceed? | Warning
MsgBox |  | msgWNL |  | Restoring this scenario will delete all data from all assembly tabs, including notes in column <~note_column~>. Do you want to proceed? | Warning
Forms |  | frmSelectScenario |  | Select Scenario
Forms |  | lblSelectScenToDelete | delete | Select a scenario to delete
Forms |  | lblSelectScenToDelete | restore | Select a scenario to restore
Forms |  | cmdCancel |  | Cancel
Forms |  | cmdOk |  | Select
Forms |  | lblWaitMessage |  | One moment please…
Validation.InputMessage | User-Defined | D19 |  | Select insulation from dropdown, enter R-value (left,imperial units) and surface area (right, square metres)
Validation.InputMessage | User-Defined | D20 |  | Select insulation from dropdown, enter R-value (left,imperial units) and surface area (right, square metres)
Validation.InputMessage | User-Defined | D21 |  | Select insulation from dropdown, enter R-value (left,imperial units) and surface area (right, square metres)
Validation.InputMessage | Energy GHG | D15 |  | Select a province's GHG factor to override then enter the new GHG intensity value in the correstponding cell below. Note: only one province's fuel type can be overridden at a time.
Validation.InputMessage | Energy GHG | E15 |  | Select a province's GHG factor to override then enter the new GHG intensity value in the correstponding cell below. Note: only one province's fuel type can be overridden at a time.
Validation.InputMessage | Energy GHG | F15 |  | Select a province's GHG factor to override then enter the new GHG intensity value in the correstponding cell below. Note: only one province's fuel type can be overridden at a time.
Validation.InputMessage | Energy GHG | G15 |  | Select a province's GHG factor to override then enter the new GHG intensity value in the correstponding cell below. Note: only one province's fuel type can be overridden at a time.
Validation.InputMessage | Energy GHG | H15 |  | Select a province's GHG factor to override then enter the new GHG intensity value in the correstponding cell below. Note: only one province's fuel type can be overridden at a time.
Validation.InputMessage | Energy GHG | D17 |  | Enter source of information used for override value. Web link preferrable, if available.
Validation.InputMessage | Energy GHG | E17 |  | Enter source of information used for override value. Web link preferrable, if available.
Validation.InputMessage | Energy GHG | F17 |  | Enter source of information used for override value. Web link preferrable, if available.
Validation.InputMessage | Energy GHG | G17 |  | Enter source of information used for override value. Web link preferrable, if available.
Validation.InputMessage | Energy GHG | H17 |  | Enter source of information used for override value. Web link preferrable, if available.
Shape | Footings & Slabs | Rounded Rectangle 2¦¦Rectangle: Rounded Corners 2 |  | Clear This Sheet Only
Shape | Foundation Walls | Rounded Rectangle 1¦¦Rectangle: Rounded Corners 1 |  | Clear This Sheet Only
Shape | Structural Elements | Rounded Rectangle 1¦¦Rectangle: Rounded Corners 1 |  | Clear This Sheet Only
Shape | Ext. Walls | Rounded Rectangle 1¦¦Rectangle: Rounded Corners 1 |  | Clear This Sheet Only
Shape | Ext. Wall Systems | Rounded Rectangle 1¦¦Rectangle: Rounded Corners 1 |  | Clear This Sheet Only
Shape | Party Walls | Rounded Rectangle 1¦¦Rectangle: Rounded Corners 1 |  | Clear This Sheet Only
Shape | Cladding | Rounded Rectangle 1¦¦Rectangle: Rounded Corners 1 |  | Clear This Sheet Only
Shape | Windows | Rounded Rectangle 1¦¦Rectangle: Rounded Corners 1 |  | Clear This Sheet Only
Shape | Int. Walls | Rounded Rectangle 1¦¦Rectangle: Rounded Corners 1 |  | Clear This Sheet Only
Shape | Floors | Rounded Rectangle 1¦¦Rectangle: Rounded Corners 1 |  | Clear This Sheet Only
Shape | Ceilings | Rounded Rectangle 1¦¦Rectangle: Rounded Corners 1 |  | Clear This Sheet Only
Shape | Roof | Rounded Rectangle 1¦¦Rectangle: Rounded Corners 1 |  | Clear This Sheet Only
Shape | Garage | Rounded Rectangle 1¦¦Rectangle: Rounded Corners 1 |  | Clear This Sheet Only
Shape | User-Defined | Rounded Rectangle 1¦¦Rectangle: Rounded Corners 1 |  | Clear This Sheet Only
MsgBox |  | msgWZR |  | The selected province was not found in the H2K emission factors sheet
MsgBox |  | msgWZS |  | The selected province was not found in the NBC emission factors sheet
MsgBox |  | msgWZT |  | The following provinces are missing in the GHG or H2K sheet, '<~scn_Name~>'
MsgBox |  | msgWZU |  | The following provinces are missing in the GHG or NBC sheet, '<~scn_Name~>'
Range | NBC Emissions Factors | A1 |  | NBC 2025 - Proposed Change 2004
Range | NBC Emissions Factors | A2 |  | Province/ Territory
Range | NBC Emissions Factors | B2 |  | GHG Emissions Factors
Range | NBC Emissions Factors | B3 |  | Electricity
Range | NBC Emissions Factors | C3 |  | Utility Gas (Natural Gas)
Range | NBC Emissions Factors | E3 |  | Heating Oil
Range | NBC Emissions Factors | F3 |  | Propane
Range | NBC Emissions Factors | G3 |  | Diesel
Range | NBC Emissions Factors | B4 | TRUE | (g CO2e/kWh)
Range | NBC Emissions Factors | C4 | TRUE | (g CO2e/kWh)
Range | NBC Emissions Factors | D4 | TRUE | (g CO2e/M3)
Range | NBC Emissions Factors | E4 | TRUE | (g CO2e/L)
Range | NBC Emissions Factors | F4 | TRUE | (g CO2e/L)
Range | NBC Emissions Factors | G4 | TRUE | (g CO2e.L)
Range | NBC Emissions Factors | A5 |  | Alberta
Range | NBC Emissions Factors | A6 |  | British Columbia
Range | NBC Emissions Factors | A7 |  | Manitoba
Range | NBC Emissions Factors | A8 |  | New Brunswick
Range | NBC Emissions Factors | A9 |  | Newfoundland and Labrador
Range | NBC Emissions Factors | A10 |  | Northwest Territories
Range | NBC Emissions Factors | A11 |  | Nova Scotia
Range | NBC Emissions Factors | A12 |  | Nunavut
Range | NBC Emissions Factors | A13 |  | Ontario
Range | NBC Emissions Factors | A14 |  | Prince Edward Island
Range | NBC Emissions Factors | A15 |  | Quebec
Range | NBC Emissions Factors | A16 |  | Saskatchewan
Range | NBC Emissions Factors | A17 |  | Yukon
Range | H2K Emissions Factors | A1 |  | Hot2000 v11.13 - Values
Range | H2K Emissions Factors | A2 |  | Province/ Territory
Range | H2K Emissions Factors | B2 |  | GHG Emissions Factors
Range | H2K Emissions Factors | B3 |  | Electricity
Range | H2K Emissions Factors | D3 |  | Utility Gas (Natural Gas)
Range | H2K Emissions Factors | E3 |  | Heating Oil
Range | H2K Emissions Factors | F3 |  | Propane
Range | H2K Emissions Factors | G3 |  | Wood
Range | H2K Emissions Factors | B4 | TRUE | (g CO2e/kWh)
Range | H2K Emissions Factors | D4 | TRUE | (g CO2e/M3)
Range | H2K Emissions Factors | E4 | TRUE | (g CO2e/L)
Range | H2K Emissions Factors | F4 | TRUE | (g CO2e/L)
Range | H2K Emissions Factors | G4 | TRUE | (g CO2e/kg)
Range | H2K Emissions Factors | A5 |  | Alberta
Range | H2K Emissions Factors | A6 |  | British Columbia
Range | H2K Emissions Factors | A7 |  | Manitoba
Range | H2K Emissions Factors | A8 |  | New Brunswick
Range | H2K Emissions Factors | A9 |  | Newfoundland and Labrador
Range | H2K Emissions Factors | A10 |  | Northwest Territories
Range | H2K Emissions Factors | A11 |  | Nova Scotia
Range | H2K Emissions Factors | A12 |  | Nunavut
Range | H2K Emissions Factors | A13 |  | Ontario
Range | H2K Emissions Factors | A14 |  | Prince Edward Island
Range | H2K Emissions Factors | A15 |  | Quebec
Range | H2K Emissions Factors | A16 |  | Saskatchewan
Range | H2K Emissions Factors | A17 |  | Yukon
Note on D2: This column contains additional info for example, + For “Range” type, you can set this column to True, then the macro copies the cell of that range as is, not just its values. + For “Shape” type, you can indicates what part of shape to be translated in this column
Note on E87: Ceiling area calculation is derived from cells C20 and C21, users should ensure that these cells are populated correctly. In instances where the basement ceiling is not covered, apply a ratio in the appropriate assembly to reflect the correct area value.
Note on E140: AREA VALUE INCLUDED IN: – Exterior Wall Framing in the Ext. Walls tab; – CMU Walls in the Ext. Walls tab; – Interior Cladding of Exterior walls area in the Cladding tab; – Interior Cladding of Interior Garage Walls area in the Garage tab; – Garage Attachment Wall Insulation area in the Garage tab
Note on E149: For HOT2000 users: If the garage roof was modeled in HOT2000, the imported total ROOFING AREA value in the section above includes the modeled garage roof area. If the garage roof materials are different from the main roof, enter GARAGE ROOFING AREA and manually subtract this value from the total ROOFING AREA above.
Note on E1749: Erik Bowden: Canadian Ready-Mixed Concrete Association
Note on E1803: Erik Bowden: National Ready-Mixed Concrete Association

## Translation-FR (hidden)
Type | Sheet | Address | Additional Info | Valeur
Range | USER INPUT SHEET | R1 |  | CONVERSION D'UNITÉS DE MESURE |  | © His Majesty the king in Right of Canada, as represented by the Minister of Natural Resources, 2025
Range | _USER INPUT SHEET | A2 |  | Novembre 2023 |  | © Sa Majesté le Roi du chef du Canada, représentée par le ministre de Ressources naturelles, 2025
Range | USER INPUT SHEET | C2 | TRUE | Estimateur d'émissions de carbone des matériaux (E2CM)
-
-
-
-
Range | USER INPUT SHEET | L2 |  | Contenu de projet carbone
Range | USER INPUT SHEET | R3 |  | Volume
Range | USER INPUT SHEET | X3 |  | Superficie
Range | USER INPUT SHEET | AC3 |  | Longueur
Range | USER INPUT SHEET | S5 | TRUE | pi3 à
Range | USER INPUT SHEET | Y5 | TRUE | pi2à
Range | USER INPUT SHEET | AD5 | TRUE | pi à
Range | USER INPUT SHEET | A7 |  | Étape
Range | USER INPUT SHEET | B7 | TRUE | Importer les données du projet à partir de HOT2000 (si ce n’est pas le fichier HOT2000, passez à l’étape 2)
Range | USER INPUT SHEET | N7 |  | Consommation d’énergie
Range | USER INPUT SHEET | P7 |  | Génération d'énergie
Range | USER INPUT SHEET | Q7 |  | Charge de base
Range | USER INPUT SHEET | S7 |  | Notes sur la consommation d'énergie
Shape | USER INPUT SHEET | Rounded Rectangle 1¦¦Rectangle: Rounded Corners 1 |  | Appuyez ici pour importer les données HOT2000
Shape | USER INPUT SHEET | Rounded Rectangle 16¦¦Rectangle: Rounded Corners 16 |  | Effacer tout (entrée utilisateur et tous les fiches d'assemblage)
Shape | USER INPUT SHEET | Rounded Rectangle 15¦¦Rectangle: Rounded Corners 15 |  | Effacer cette fiche seulement (entrée utilisateur)
Range | USER INPUT SHEET | N8 |  | Élec. kWh/an
Range | USER INPUT SHEET | O8 | TRUE | Gaz nat. m3/an
Range | USER INPUT SHEET | P8 |  | Élec. kWh/an
Range | USER INPUT SHEET | Q8 |  | Élec. kWh/an
Range | USER INPUT SHEET | S8 | TRUE | L'électricité produite sur place a déjà été soustraite de la consommation totale d'énergie dans la cellule M9.
-
Range | _USER INPUT SHEET | P10 | TRUE | Remarque : le kg/m2 est calculé à partir du total de kg divisé par la surface habitable
Range | USER INPUT SHEET | N11 |  | Propane, l/an
Range | USER INPUT SHEET | O11 |  | Mazout, l/an
Range | USER INPUT SHEET | P11 |  | Bois, kg/an
Range | USER INPUT SHEET | S11 | TRUE | La consommation d'énergie reflète les valeurs de HOT2000, les utilisateurs doivent mettre à jour manuellement les valeurs s'ils utilisent un autre logiciel de modélisation.
-
-
Range | USER INPUT SHEET | N13 |  | Pour remplacer l’intensité des émissions de GES, utilisez l’onglet émission de GES (énergie).
Range | USER INPUT SHEET | A14 |  | Étape
Range | USER INPUT SHEET | B14 | TRUE | Valider ou inscrire l’information sur le projet
Range | USER INPUT SHEET | N14 |  | Émissions opérationnelles
Range | USER INPUT SHEET | S14 |  | Lors de l'examen de différents scénarios, les utilisateurs doivent s'assurer que les résistances thermiques des assemblages sont constant, car elles détermineront la consommation énergétique de la maison. Lorsque ceux-ci changent, les utilisateurs doivent également réviser le modèle énergétique et mettre à jour les valeurs de consommation d'énergie.
-
-
-
Range | USER INPUT SHEET | B15 |  | Adresse :
Range | USER INPUT SHEET | F15 |  | Province :
Range | USER INPUT SHEET | N15 | TRUE | tonnes CO2e/an
Range | USER INPUT SHEET | O15 | TRUE | t CO2e/30 ans
Range | USER INPUT SHEET | B16 |  | Ville :
Range | USER INPUT SHEET | F16 |  | Code postal :
Range | USER INPUT SHEET | B17 |  | Type de bâtiment :
Range | USER INPUT SHEET | F17 |  | Date d’évaluation :
Range | USER INPUT SHEET | P15 |  | Exclure la charge de base pour le CNB :
Range | _USER INPUT SHEET | P17 |  | Non
Range | USER INPUT SHEET | B18 |  | Étages :
Range | USER INPUT SHEET | F18 |  | ID du fichier :
Range | USER INPUT SHEET | N18 |  | Émissions provenant de matériaux
Range | USER INPUT SHEET | B19 |  | Année de construction :
Range | USER INPUT SHEET | F19 |  | ID du fichier :
Range | USER INPUT SHEET | N19 | TRUE | tonnes CO2e
-
Range | USER INPUT SHEET | O19 | TRUE | kg CO2e/m2
-
Range | USER INPUT SHEET | B20 | TRUE | Aire de plancher chauffée (au-dessus du niveau du sol, m2) :
Range | USER INPUT SHEET | B21 | TRUE | Aire de plancher chauffée (en dessous du niveau du sol, m2) :
Range | USER INPUT SHEET | B22 |  | Nombre de degrés-jours de chauffage :
Range | USER INPUT SHEET | B23 |  | Nombre de chambres à coucher :
Range | USER INPUT SHEET | A25 |  | Étape
Range | USER INPUT SHEET | C25 | TRUE | Valider ou inscrire les dimensions du projet
Range | USER INPUT SHEET | F25 | TRUE | Les valeurs HOT2000 sont importées dans les cellules BLEUES ci-dessous. Si aucun fichier HOT2000 n'est importé, inscrire les valeurs dans les cellules BLEUES.
Range | USER INPUT SHEET | N25 | TRUE | Concernant toutes les cellules JAUNES ci-dessous, inscrire manuellement toutes les valeurs pertinentes. Exclure les quantités relatives au garage.
Range | USER INPUT SHEET | Q25 |  | VOS DONNÉES
Range | USER INPUT SHEET | B26 |  | COMPOSANT
Range | USER INPUT SHEET | D26 |  | AIRE/VOLUME
Range | USER INPUT SHEET | E26 |  | UNITÉ
Range | USER INPUT SHEET | G26 |  | APPLICATION DE LA VALEUR D’ENTRÉE
Range | USER INPUT SHEET | N26 |  | DESCRIPTION DES UNITÉS REQUISES
Range | USER INPUT SHEET | B28 |  | SEMELLES, SOCLES ET PILIERS
Range | USER INPUT SHEET | B30 |  | SURFACE DE MUR DE FONDATION
Range | USER INPUT SHEET | B31 |  | SURFACE DE LA DALLE DE FONDATION/DU PLANCHER
Range | USER INPUT SHEET | B32 |  | SURFACE DE MUR EXTÉRIEUR
Range | USER INPUT SHEET | B33 |  | SURFACE DE FENÊTRES
Range | USER INPUT SHEET | B34 |  | SURFACE DE MUR INTÉRIEUR
Range | USER INPUT SHEET | B35 |  | AIRE DE PLANCHER ENCADRÉ
Range | USER INPUT SHEET | B36 | TRUE | SURFACE DE PLAFOND
Range | USER INPUT SHEET | B37 |  | SURFACE DE TOIT
Range | USER INPUT SHEET | B38 |  | SURFACE D’ISOLATION DU TOIT
Range | USER INPUT SHEET | B39 |  | ÉLÉMENTS EN BOIS LOURD
Range | USER INPUT SHEET | B40 |  | SURFACE DE MUR MITOYEN
Range | USER INPUT SHEET | G28 |  | Longueur de la semelle
Range | USER INPUT SHEET | I28 |  | Profondeur de la semelle
Range | USER INPUT SHEET | K28 |  | Largeur de la semelle
Range | USER INPUT SHEET | G30 |  | Mur de fondation, isolation extérieure continue, charpente intérieure, isolation intérieure, finition des murs intérieurs
Range | USER INPUT SHEET | G31 |  | Dalle, base d’agrégats, isolation de la sous-dalle, plancher de sous-sol
Range | USER INPUT SHEET | G32 |  | Charpente, isolation, revêtement, bardage extérieur, revêtement intérieur des murs extérieurs uniquement
Range | USER INPUT SHEET | G33 |  | Fenêtres
Range | USER INPUT SHEET | G34 |  | Encadrement, isolation et revêtement intérieur des murs intérieurs
Range | USER INPUT SHEET | G35 |  | Encadrement du plancher, sous-plancher, isolation du plancher, revêtement de sol
Range | USER INPUT SHEET | G36 |  | Revêtement de plafond
Range | USER INPUT SHEET | G37 |  | Charpente du toit, platelage, toiture et isolation parallèle à la terrasse du toit
Range | USER INPUT SHEET | G38 |  | Isolation de la toiture parallèle au plafond
Range | USER INPUT SHEET | G39 |  | Éléments de charpente en bois lourd (poteaux, poutres, etc.)
Range | USER INPUT SHEET | G40 |  | Encadrement des murs mitoyens, isolation, revêtement, revêtement intérieur
Range | USER INPUT SHEET | N28 |  | Total des mètres cubes de toutes les semelles, piliers et poteaux
Range | USER INPUT SHEET | N30 |  | Surface totale du mur (sans les fenêtres et les portes)
Range | USER INPUT SHEET | N31 |  | Mètres carrés
Range | USER INPUT SHEET | N32 |  | Superficie totale des murs extérieurs (y compris les extrémités des pignons ; exclure les ouvertures de fenêtres et de portes). Exclure tous les murs de garage, les cloisons de garage et les murs mitoyens.
Range | USER INPUT SHEET | N33 |  | Mètres carrés (y compris la surface totale des unités de vitrage)
Range | USER INPUT SHEET | N34 |  | Mètres carrés (un seul côté) de tous les murs intérieurs. La quantité sera doublée pour les matériaux de revêtement.
Range | USER INPUT SHEET | N35 |  | Mètres carrés (comprend tous les niveaux, exclut la dalle du sous-sol, les escaliers et autres ouvertures)
Range | USER INPUT SHEET | N36 |  | Mètres carrés (tous les niveaux ; inclure le plafond du sous-sol, le cas échéant)
Range | USER INPUT SHEET | N37 |  | Mètres carrés (inclure les toits en pente et les toits plats ; exclure les surplombs et les pignons)
Range | USER INPUT SHEET | N38 |  | Mètres carrés d’isolation dans la cavité du toit. En général, cette surface est égale à celle du plancher du grenier ou du plafond du dernier étage.
Range | USER INPUT SHEET | N39 |  | Mètres cubes du volume total de bois dans les poteaux et les poutres. (saisie des éléments en acier lourd dans l’onglet Éléments de structure)
Range | USER INPUT SHEET | N40 |  | Mètres carrés de surface de mur qui séparent un logement d’un autre. Utilisé pour les logements en rangée, les appartements, etc.
Range | USER INPUT SHEET | R37 |  | CALCULATRICE DE VOLUME POUR ÉLÉMENTS EN BOIS LOURD
Range | USER INPUT SHEET | R38 |  | Longueur de la poutre (M)
Range | USER INPUT SHEET | T38 |  | Profondeur de la poutre (mm)
Range | USER INPUT SHEET | V38 |  | Largeur de la poutre (mm)
Range | USER INPUT SHEET | X38 |  | Volume de la poutre (m3)
Range | USER INPUT SHEET | B42 | TRUE | Si ce bâtiment a un GARAGE, cliquez sur le symbole PLUS à gauche pour faire ressortir la section pour le garage.
Range | USER INPUT SHEET | B43 |  | GARAGE
Range | USER INPUT SHEET | B44 | TRUE | Inscrire les dimensions du garage dans les cellules JAUNES ci-dessous.
Range | USER INPUT SHEET | B45 |  | COMPOSANT
Range | USER INPUT SHEET | D45 |  | QUANTITÉ
Range | USER INPUT SHEET | E45 |  | UNITÉ
Range | USER INPUT SHEET | G45 |  | APPLICATION DE LA VALEUR D’ENTRÉE
Range | USER INPUT SHEET | N45 |  | DESCRIPTION DES UNITÉS REQUISES
Range | USER INPUT SHEET | B47 |  | ZONE MURALE DU GARAGE ATTACHÉ
Range | USER INPUT SHEET | B48 |  | SEMELLES ET SOCLES DU GARAGE
Range | USER INPUT SHEET | B50 |  | SURFACE DE MUR DE FONDATION DU GARAGE
Range | USER INPUT SHEET | B51 |  | SURFACE DE LA DALLE DE GARAGE/DU PLANCHER
Range | USER INPUT SHEET | B52 |  | SURFACE DE MUR EXTÉRIEUR DU GARAGE
Range | USER INPUT SHEET | B53 |  | SURFACE DE FENÊTRES DU GARAGE
Range | USER INPUT SHEET | B54 |  | SURFACE DU PLAFOND FINI DU GARAGE
Range | USER INPUT SHEET | B55 |  | SURFACE DE TOITURE DU GARAGE
Range | USER INPUT SHEET | B56 |  | BOIS LOURDS DE GARAGE
Range | USER INPUT SHEET | G47 | TRUE | Encadrement des murs extérieurs, revêtement des murs intérieurs, isolation des cloisons (survoler le curseur pour plus de détails)
Range | USER INPUT SHEET | G48 |  | Longueur de la semelle
Range | USER INPUT SHEET | I48 |  | Profondeur de la semelle
Range | USER INPUT SHEET | K48 |  | Largeur de la semelle
Range | USER INPUT SHEET | G50 |  | Mur de fondation du garage, charpente intérieure, finition des murs intérieurs
Range | USER INPUT SHEET | G51 |  | Dalle, base de granulats
Range | USER INPUT SHEET | G52 |  | Charpente, revêtement, bardage extérieur, bardage intérieur
Range | USER INPUT SHEET | G53 |  | Fenêtres
Range | USER INPUT SHEET | G54 |  | Revêtement de plafond
Range | USER INPUT SHEET | G55 | TRUE | Charpente de toit, platelage, couverture. Utilisateurs de HOT2000 : voir la note (survoler le curseur pour plus de détails)
Range | USER INPUT SHEET | G56 |  | Éléments de charpente en bois lourd (poteaux, poutres, etc.)
Range | USER INPUT SHEET | N47 |  | Surface du mur qui relie le garage au bâtiment (excluant les ouvertures et les murs extérieurs du garage). Si le garage est détaché, laissez cette cellule vide.
Range | USER INPUT SHEET | N48 |  | Mètres cubes. N’inclure que le volume supplémentaire aux semelles, socles et piliers du bâtiment principal.
Range | USER INPUT SHEET | N50 |  | Mètres carrés (sans les fenêtres et les portes). N’inclure que la zone de fondation supplémentaire à la fondation du bâtiment principal.
Range | USER INPUT SHEET | N51 |  | Mètres carrés
Range | USER INPUT SHEET | N52 | TRUE | Superficie du mur extérieur du garage (y compris la superficie du pignon, à l'exclusion des ouvertures de fenêtres et de portes) SANS les ouvertures de fenêtres et de portes.
Range | USER INPUT SHEET | N53 |  | Mètres carrés (surface totale des unités de vitrage)
Range | USER INPUT SHEET | N54 |  | Mètres carrés (tous les niveaux)
Range | USER INPUT SHEET | N55 |  | Mètres carrés (y compris les toits en pente et les toits plats ; sans les surplombs)
Range | USER INPUT SHEET | N56 |  | Mètres cubes du volume total de bois dans les poteaux et les poutres. (saisie des éléments en acier lourd dans l’onglet Éléments de structure)
Range | USER INPUT SHEET | A59 |  | Étape
Range | USER INPUT SHEET | C59 | TRUE | Définissez tous les assemblages de bâtiments dans les onglets de sections de bâtiments suivants.
Range | USER INPUT SHEET | A62 |  | Étape
Range | USER INPUT SHEET | C62 | TRUE | Passez en revue les matériaux sélectionnés dans l’onglet RÉVISION.
Range | USER INPUT SHEET | A65 |  | Étape
Range | USER INPUT SHEET | C65 | TRUE | Consultez le rapport sur les émissions de carbone dans les onglets RÉSULTATS.
Range | USER INPUT SHEET | C68 | TRUE | Notes utiles : - L'onglet Glossaire contient une description des termes et sigles peu connus. - Utilisez l'onglet Défini par l'utilisateur pour tout matériel que vous souhaitez ajouter, mais qui n'a pas pu être inclus dans les onglets de section. - Pour passer à un onglet, cliquez à droite sur les flèches dans le coin inférieur gauche et sélectionnez l'onglet. - L'espacement des Charpentes est de 24 pouces au centre par défaut, même si la valeur Espacement des Charpentes est vide.
Range | Footings & Slabs | A1 |  | SECTION 1 ➜ COMPOSANTS ET MATÉRIAUX POUR LES
Range | Footings & Slabs | D1 |  | FONDATION – SEMELLES ET DALLES
Range | Footings & Slabs | A2 | TRUE | INSTRUCTIONS : (double-cliquer) La colonne ÉMISSIONS NETTES de kgCO2e (Col. I) indique le potentiel de réchauffement planétaire (PRP) de chaque matériau sur la base des informations fournies. Vous devez spécifier la VALEUR RE, L'ÉPAISSEUR, L'ESPACE DE CADRAGE ou toute autre information requise dans les zones surlignées en JAUNE. Entrez « 1 » dans la colonne SÉLECTIONNER (Col. H) pour ajouter chaque matériau à votre bâtiment. Les émissions nettes de carbone pour le matériau sélectionné seront mises en évidence en ORANGE. Utilisez la cellule des valeurs en pourcentage (Col. G) si nécessaire pour ajuster la quantité de matériaux présents dans le bâtiment. L'empreinte carbone de chaque sélection sera ajoutée à la section TOTAL PARTIEL (en haut de la Col. M) pour cette page et pour le rapport de synthèse.
Range | Footings & Slabs | A3 |  | CATÉGORIE
Range | Footings & Slabs | C3 |  | MATÉRIAU
Range | Footings & Slabs | D3 |  | QUANTITÉ
Range | Footings & Slabs | H3 |  | SÉLECTIONNER
Range | _Footings & Slabs | I3 | TRUE | ÉMISSIONS NETTES kgCO2e
-
Range | _Footings & Slabs | J3 | TRUE | CONTENU DE kgCO2e DANS LE MATÉRIAU SÉLECTIONNÉ
-
Range | Footings & Slabs | K3 | TRUE | ÉMISSIONS EN kgCO2e
-
Range | Footings & Slabs | L3 | TRUE | STOCKAGE kgCO₂
-
Range | Footings & Slabs | M3 | TRUE | Note
-
Range | _Footings & Slabs | N3 | TRUE | Inclure le cycle long
-
Range | Footings & Slabs | O3 | TRUE | SOUS-TOTAL ÉMISSIONS (kgCO₂e) — SEMELLES ET DALLE DE FONDATION
Range | Footings & Slabs | P3 | TRUE | SOUS-TOTAL STOCKAGE (kgCO₂e) — SEMELLES ET DALLE DE FONDATION
Range | Footings & Slabs | A5 |  | BASE DE PIERRE CONCASSÉE
Range | Footings & Slabs | D5 |  | ÉPAISSEUR :
Range | Footings & Slabs | B6 |  | AGGRÉGAT
Range | Footings & Slabs | A7 |  | Si vous ne connaissez pas l’empreinte carbone spécifique de votre agrégat, choisissez la valeur « MOYENNE ».
Range | Footings & Slabs | A8 |  | SEMELLES, PILIERS ET SOCLES
Range | Footings & Slabs | B9 |  | BÉTON –25 MPa ou moins
Range | Footings & Slabs | A10 |  | Les spécifications du mélange de béton font une grande différence dans l’empreinte carbone. Les spécifications du mélange présentées ici peuvent être utilisées pour discuter des options de mélange à faible teneur en carbone avec votre fournisseur.
Range | Footings & Slabs | B17 |  | BÉTON –26-30 MPa
Range | Footings & Slabs | A18 |  | Les spécifications du mélange de béton font une grande différence dans l’empreinte carbone. Les spécifications du mélange présentées ici peuvent être utilisées pour discuter des options de mélange à faible teneur en carbone avec votre fournisseur.
Range | Footings & Slabs | B25 |  | BÉTON –31-35 MPa
Range | Footings & Slabs | A26 |  | Les spécifications du mélange de béton font une grande différence dans l’empreinte carbone. Les spécifications du mélange présentées ici peuvent être utilisées pour discuter des options de mélange à faible teneur en carbone avec votre fournisseur.
Range | Footings & Slabs | A33 |  | BARRE D’ARMATURE
Range | Footings & Slabs | D33 |  | LONGUEUR ADAPTÉE
Range | Footings & Slabs | B34 |  | BARRE D’ARMATURE DE BÉTON
Range | Footings & Slabs | A35 |  | Indiquez une longueur totale de barres d’armature.
Range | Footings & Slabs | A40 |  | GRILLAGE D’ARMATURE EN ACIER
Range | Footings & Slabs | D40 |  | SURFACE PERSONNALISÉE :
Range | Footings & Slabs | B41 |  | GRILLAGE SOUDÉ
Range | Footings & Slabs | A44 |  | PILIERS HÉLIQUES
Range | Footings & Slabs | D44 |  | LA LONGUEUR TOTALE DE TOUS LES PILIERS :
Range | Footings & Slabs | B45 |  | PILIERS HÉLIQUES
Range | Footings & Slabs | A46 |  | Indiquez la longueur totale de tous les piliers. Utiliser le % pour ajuster les différentes tailles de piliers.
Range | Footings & Slabs | A47 |  | PLANCHERS EN DALLES DE BÉTON
Range | Footings & Slabs | D47 |  | ÉPAISSEUR :
Range | Footings & Slabs | B48 |  | BÉTON –25 MPa ou moins
Range | Footings & Slabs | A49 |  | Les spécifications du mélange de béton font une grande différence dans l’empreinte carbone. Les spécifications du mélange présentées ici peuvent être utilisées pour discuter des options de mélange à faible teneur en carbone avec votre fournisseur.
Range | Footings & Slabs | B56 |  | BÉTON –26-30 MPa
Range | Footings & Slabs | A57 |  | Les spécifications du mélange de béton font une grande différence dans l’empreinte carbone. Les spécifications du mélange présentées ici peuvent être utilisées pour discuter des options de mélange à faible teneur en carbone avec votre fournisseur.
Range | Footings & Slabs | B64 |  | BÉTON –31-35 MPa
Range | Footings & Slabs | A65 |  | Les spécifications du mélange de béton font une grande différence dans l’empreinte carbone. Les spécifications du mélange présentées ici peuvent être utilisées pour discuter des options de mélange à faible teneur en carbone avec votre fournisseur.
Range | Footings & Slabs | A72 |  | PLANCHERS EN DALLES (AUTRE MATÉRIAU)
Range | Footings & Slabs | B73 |  | PLANCHER DE TERRE
Range | Footings & Slabs | A75 |  | ISOLATION DE LA SOUS-DALLE
Range | Footings & Slabs | B76 |  | PANNEAU DE MOUSSE EPS
Range | Footings & Slabs | C77 |  | Panneau de mousse EPS – MOYENNE
Range | Footings & Slabs | B86 |  | PANNEAU DE MOUSSE XPS
Range | Footings & Slabs | C87 |  | Panneau de mousse XPS – MOYENNE
Range | Footings & Slabs | B91 |  | PANNEAU DE LAINE MINÉRALE
Range | Footings & Slabs | C92 |  | Panneau de laine minérale – MOYENNE
Range | Footings & Slabs | B97 |  | AGRÉGAT DE MOUSSE DE VERRE
Range | _Footings & Slabs | C102 |  | Agrégat de mousse de verre – MOYENNE
Range | Footings & Slabs | B99 |  | PANNEAU EN MOUSSE DE VERRE
Range | Footings & Slabs | C100 |  | Panneau en mousse de verre – MOYENNE
Range | Footings & Slabs | B105 |  | PANNEAU EN LIÈGE
Range | Footings & Slabs | A107 |  | BARRIÈRES ET MEMBRANES
Range | Footings & Slabs | B108 |  | BARRIÈRE EN FEUILLE
Range | Footings & Slabs | B111 |  | BARRIÈRE APPLIQUÉE LIQUIDE
Range | Footings & Slabs | A113 |  | REVÊTEMENT DE SOL DU SOUS-SOL
Range | Footings & Slabs | B114 |  | PLANCHER EN BOIS DUR
Range | Footings & Slabs | C115 |  | Plancher en bois dur – MOYENNE
Range | Footings & Slabs | B119 |  | REVÊTEMENT DE SOL EN LINOLÉUM
Range | Footings & Slabs | C121 |  | Revêtement de sol en linoléum – MOYENNE 2,5 mm
Range | Footings & Slabs | C125 |  | Revêtement de sol en linoléum - MOYENNE 4 mm
Range | Footings & Slabs | B128 |  | REVÊTEMENT DE SOL EN CARRELAGE
Range | _Footings & Slabs | C135 |  | Plancher en carrelage – MOYENNE
Range | Footings & Slabs | B130 |  | REVÊTEMENT DE SOL EN VINYLE
Range | _Footings & Slabs | C141 |  | Revêtement de sol en vinyle – MOYENNE
Range | Footings & Slabs | B132 |  | PLANCHER LAMELLÉ
Range | Footings & Slabs | C133 |  | Parquet stratifié – MOYENNE
Range | Footings & Slabs | B139 |  | PLANCHER DE LIÈGE
Range | Footings & Slabs | B141 |  | TAPIS
Range | _Footings & Slabs | B158 |  | PLANCHER – DIVERS
Range | Foundation Walls | A1 |  | SECTION 2 ➜ COMPOSANTS ET MATÉRIAUX POUR LES
Range | Foundation Walls | D1 |  | FONDATION – MURS
Range | Foundation Walls | A2 | TRUE | INSTRUCTIONS : (double-cliquer) La colonne ÉMISSIONS NETTES de kgCO2e (Col. I) indique le potentiel de réchauffement planétaire (PRP) de chaque matériau sur la base des informations fournies. Vous devez spécifier la VALEUR RE, L'ÉPAISSEUR, L'ESPACE DE CADRAGE ou toute autre information requise dans les zones surlignées en JAUNE. Entrez « 1 » dans la colonne SÉLECTIONNER (Col. H) pour ajouter chaque matériau à votre bâtiment. Les émissions nettes de carbone pour le matériau sélectionné seront mises en évidence en ORANGE. Utilisez la cellule des valeurs en pourcentage (Col. G) si nécessaire pour ajuster la quantité de matériaux présents dans le bâtiment. L'empreinte carbone de chaque sélection sera ajoutée à la section TOTAL PARTIEL (en haut de la Col. M) pour cette page et pour le rapport de synthèse.
Range | Foundation Walls | A3 |  | CATÉGORIE
Range | Foundation Walls | C3 |  | MATÉRIAU
Range | Foundation Walls | D3 |  | QUANTITÉ
Range | Foundation Walls | H3 |  | SÉLECTIONNER
Range | _Foundation Walls | I3 | TRUE | ÉMISSIONS NETTES kgCO2e
-
Range | _Foundation Walls | J3 | TRUE | CONTENU DE kgCO2e DANS LE MATÉRIAU SÉLECTIONNÉ
-
Range | Foundation Walls | K3 | TRUE | ÉMISSIONS EN kgCO2e
-
Range | Foundation Walls | L3 | TRUE | STOCKAGE kgCO₂
-
Range | Foundation Walls | M3 | TRUE | Note
-
Range | _Foundation Walls | N3 | TRUE | Inclure le cycle long
-
Range | Foundation Walls | O3 | TRUE | SOUS-TOTAL ÉMISSIONS (kgCO₂e) — MURS DE FONDATION
Range | Foundation Walls | P3 | TRUE | SOUS-TOTAL STOCKAGE (kgCO₂e) — MURS DE FONDATION
Range | Foundation Walls | A5 |  | MURS EN BÉTON
Range | Foundation Walls | D5 |  | ÉPAISSEUR :
Range | Foundation Walls | B6 |  | BÉTON –25 MPa ou moins
Range | Foundation Walls | A7 |  | Les spécifications du mélange de béton font une grande différence dans l’empreinte carbone. Les spécifications du mélange présentées ici peuvent être utilisées pour discuter des options de mélange à faible teneur en carbone avec votre fournisseur.
Range | Foundation Walls | B14 |  | BÉTON –26-30 MPa
Range | Foundation Walls | A15 |  | Les spécifications du mélange de béton font une grande différence dans l’empreinte carbone. Les spécifications du mélange présentées ici peuvent être utilisées pour discuter des options de mélange à faible teneur en carbone avec votre fournisseur.
Range | Foundation Walls | B22 |  | BÉTON –31-35 MPa
Range | Foundation Walls | A23 |  | Les spécifications du mélange de béton font une grande différence dans l’empreinte carbone. Les spécifications du mélange présentées ici peuvent être utilisées pour discuter des options de mélange à faible teneur en carbone avec votre fournisseur.
Range | Foundation Walls | A30 |  | BARRE D’ARMATURE
Range | Foundation Walls | D30 |  | LONGUEUR ADAPTÉE
Range | Foundation Walls | B31 |  | BARRE D’ARMATURE DE BÉTON
Range | Foundation Walls | A32 |  | Indiquez une longueur totale de barres d’armature.
Range | Foundation Walls | A37 |  | MURS EN ÉLÉMENTS DE MAÇONNERIE
Range | Foundation Walls | B38 |  | ÉLÉMENTS DE MAÇONNERIE EN BÉTON
Range | Foundation Walls | A39 |  | Si un coulis de béton ou un remplissage sont utilisés pour le mur en EMB, assurez-vous d’ajouter le volume de béton séparément.
Range | Foundation Walls | C39 |  | Murs en EMB creux de 8 po, sans coulis – MOYENNE
Range | Foundation Walls | A46 |  | FONDATION EN BOIS TRAITÉ
Range | Foundation Walls | A48 |  | ISOLATION CONTINUE (extérieure ou intérieure)
Range | Foundation Walls | B49 |  | MOUSSE EPS
Range | Foundation Walls | C50 |  | Panneau de mousse EPS – MOYENNE
Range | Foundation Walls | B59 |  | PANNEAU DE MOUSSE POLYISOCYANURATE
Range | Foundation Walls | C60 |  | Polyisocyanurate – MOYENNE
Range | Foundation Walls | B64 |  | MOUSSE XPS
Range | Foundation Walls | C65 |  | Panneau de mousse XPS – MOYENNE
Range | Foundation Walls | B69 |  | PANNEAU DE LAINE MINÉRALE
Range | Foundation Walls | C70 |  | Panneau de laine minérale – densité légère – MOYENNE
Range | Foundation Walls | B79 |  | PANNEAU DE FIBRES DE BOIS
Range | Foundation Walls | C80 |  | Panneau de fibres de bois – MOYENNE
Range | Foundation Walls | B83 |  | PANNEAU EN LIÈGE
Range | Foundation Walls | B85 |  | MOUSSE À PULVÉRISER – CELLULE FERMÉE
Range | Foundation Walls | B88 |  | PANNEAU FIBRE DE VERRE
Range | Foundation Walls | A90 |  | COFFRAGES ISOLÉS EN BÉTON (CIB) – MOUSSE EPS
Range | Foundation Walls | A91 |  | Étape 1 : Sélectionnez la taille du CIB
Range | Foundation Walls | B92 |  | BÉTON –25 MPa ou moins
Range | Foundation Walls | A93 |  | Étape 2 : Sélectionnez l’option de remplissage en béton.
Range | Foundation Walls | B100 |  | BÉTON –26-30 MPa
Range | Foundation Walls | A101 |  | Les spécifications du mélange de béton font une grande différence dans l’empreinte carbone. Les spécifications du mélange présentées ici peuvent être utilisées pour discuter des options de mélange à faible teneur en carbone avec votre fournisseur.
Range | Foundation Walls | B108 |  | BÉTON –31-35 MPa
Range | Foundation Walls | A109 |  | Les spécifications du mélange de béton font une grande différence dans l’empreinte carbone. Les spécifications du mélange présentées ici peuvent être utilisées pour discuter des options de mélange à faible teneur en carbone avec votre fournisseur.
Range | Foundation Walls | A116 |  | COFFRAGES ISOLÉS EN BÉTON (CIB) – COPEAUX DE BOIS/CIMENT
Range | Foundation Walls | A117 |  | Étape 1 : Sélectionnez la taille du CIB
Range | Foundation Walls | B121 |  | BÉTON –25 MPa ou moins
Range | Foundation Walls | A122 | TRUE | Étape 2 : Sélectionnez l'option de remplissage en béton pour le système de mur en CIB. La quantité de béton de remplissage s'adapte à la taille du coffrage choisi.
-
-
-
-
-
-
Range | Foundation Walls | B129 |  | BÉTON –26-30 MPa
Range | Foundation Walls | A130 |  | Les spécifications du mélange de béton font une grande différence dans l’empreinte carbone. Les spécifications du mélange présentées ici peuvent être utilisées pour discuter des options de mélange à faible teneur en carbone avec votre fournisseur.
Range | Foundation Walls | B137 |  | BÉTON –31-35 MPa
Range | Foundation Walls | A138 |  | Les spécifications du mélange de béton font une grande différence dans l’empreinte carbone. Les spécifications du mélange présentées ici peuvent être utilisées pour discuter des options de mélange à faible teneur en carbone avec votre fournisseur.
Range | Foundation Walls | A145 |  | CHARPENTE INTÉRIEURE – BOIS
Range | Foundation Walls | D145 |  | L’ESPACEMENT DES CHARPENTES :
Range | _Foundation Walls | B149 |  | CONSTRUCTION EN BOIS
Range | _Foundation Walls | B153 |  | 2x4 double
Range | Foundation Walls | B146 |  | 2x4 CONSTRUCTION EN BOIS
Range | Foundation Walls | B153 |  | 2x6 CONSTRUCTION EN BOIS
Range | Foundation Walls | B160 |  | 2x8 CONSTRUCTION EN BOIS
Range | Foundation Walls | B167 |  | 2x4 DOUBLE CONSTRUCTION EN BOIS
Range | Foundation Walls | A174 |  | CHARPENTE INTÉRIEURE – ACIER
Range | Foundation Walls | D174 |  | L’ESPACEMENT DES CHARPENTES :
Range | Foundation Walls | B175 |  | CHARPENTE D’ACIER, 2x4
Range | Foundation Walls | A176 |  | Utilisez le % pour ajuster si des montants en acier de plus gros calibre sont utilisés. Facteur d’encadrement basé sur un mur de 10 pi.
Range | _Foundation Walls | C156 |  | Charpente en acier – MOYENNE
Range | Foundation Walls | A177 |  | ISOLATION DE LA CAVITÉ
Range | Foundation Walls | B178 |  | MOUSSE À PULVÉRISER – CELLULE FERMÉE
Range | Foundation Walls | B181 |  | NATTE DE FIBRE DE VERRE
Range | Foundation Walls | C182 |  | Natte de fibre de verre – Isolation des murs de fondation – MOYENNE
Range | Foundation Walls | B186 |  | ISOLATION EN CELLULOSE
Range | Foundation Walls | C187 |  | Cellulose – Isolation des murs de fondation – MOYENNE
Range | Foundation Walls | B191 |  | NATTE DE LAINE MINÉRALE
Range | Foundation Walls | C192 |  | Natte de laine minérale – Isolation des murs de fondation – MOYENNE
Range | Foundation Walls | B199 |  | NATTE DE FIBRES DE BOIS
Range | _Foundation Walls | C183 |  | Natte de fibres de bois – Isolation des murs de fondation – MOYENNE
Range | Foundation Walls | B201 |  | FIBRE DE VERRE SOUFFLÉE
Range | Foundation Walls | C202 |  | Fibre de verre en vrac – MOYENNE
Range | Foundation Walls | B207 |  | AUTRES ISOLANTS EN FIBRES NATURELLES
Range | Foundation Walls | B211 |  | ISOLATION EN BRIQUE DE CHANVRE
Range | Foundation Walls | C212 |  | Brique de chanvre – Isolation des murs de fondation – MOYENNE
Range | _Foundation Walls | B204 |  | ISOLATION À VALEUR R ÉLEVÉE
Range | Foundation Walls | A220 |  | BARRIÈRES ET MEMBRANES
Range | Foundation Walls | B221 |  | BARRIÈRE EN FEUILLE
Range | Foundation Walls | C222 |  | Barrière en feuille – MOYENNE
Range | Foundation Walls | B234 |  | BARRIÈRE APPLIQUÉE LIQUIDE
Range | Foundation Walls | C235 |  | Barrière appliquée liquide – MOYENNE
Range | Foundation Walls | B240 |  | BARRIÈRE AUTO-ADHÉSIVE
Range | Foundation Walls | C241 |  | Barrière auto-adhésive – MOYENNE
Range | Foundation Walls | A244 |  | BARDAGE DES MURS INTÉRIEURS
Range | Foundation Walls | B245 |  | CLOISONS SÈCHES 1/2 po
Range | Foundation Walls | C246 |  | CLOISONS SÈCHES 1/2 po – MOYENNE
Range | Foundation Walls | B249 |  | CLOISONS SÈCHES 5/8 po
Range | Foundation Walls | C250 |  | Gypse 5/8" – MOYENNE
Range | Foundation Walls | B254 |  | AUTRES MATÉRIAUX DE BARDAGE
Range | Structural Elements | A1 |  | SECTION 3 ➜ COMPOSANTS ET MATÉRIAUX POUR LES
Range | Structural Elements | D1 |  | ÉLÉMENTS STRUCTURAUX
Range | Structural Elements | A2 | TRUE | INSTRUCTIONS : (double-cliquer) La colonne ÉMISSIONS NETTES de kgCO2e (Col. I) indique le potentiel de réchauffement planétaire (PRP) de chaque matériau sur la base des informations fournies. Vous devez spécifier la VALEUR RE, L'ÉPAISSEUR, L'ESPACE DE CADRAGE ou toute autre information requise dans les zones surlignées en JAUNE. Entrez « 1 » dans la colonne SÉLECTIONNER (Col. H) pour ajouter chaque matériau à votre bâtiment. Les émissions nettes de carbone pour le matériau sélectionné seront mises en évidence en ORANGE. Utilisez la cellule des valeurs en pourcentage (Col. G) si nécessaire pour ajuster la quantité de matériaux présents dans le bâtiment. L'empreinte carbone de chaque sélection sera ajoutée à la section TOTAL PARTIEL (en haut de la Col. M) pour cette page et pour le rapport de synthèse.
Range | Structural Elements | A3 |  | CATÉGORIE
Range | Structural Elements | C3 |  | MATÉRIAU
Range | Structural Elements | D3 |  | QUANTITÉ
Range | Structural Elements | H3 |  | SÉLECTIONNER
Range | _Structural Elements | I3 | TRUE | ÉMISSIONS NETTES kgCO2e
-
Range | _Structural Elements | J3 | TRUE | CONTENU DE kgCO2e DANS LE MATÉRIAU SÉLECTIONNÉ
-
Range | Structural Elements | K3 | TRUE | ÉMISSIONS EN kgCO2e
-
Range | Structural Elements | L3 | TRUE | STOCKAGE kgCO₂
-
Range | Structural Elements | M3 | TRUE | Note
-
Range | _Structural Elements | N3 | TRUE | Inclure le cycle long
-
Range | Structural Elements | O3 | TRUE | SOUS-TOTAL ÉMISSIONS (kgCO₂e) — ÉLÉMENTS STRUCTURAUX LOURDS
Range | Structural Elements | P3 | TRUE | SOUS-TOTAL STOCKAGE (kgCO₂e) — ÉLÉMENTS STRUCTURAUX LOURDS
Range | Structural Elements | A5 |  | CHARPENTE EN BOIS LOURD
Range | Structural Elements | B6 |  | BOIS MASSIF
Range | Structural Elements | A7 |  | Utilisez la fonction % si plusieurs types de bois massifs sont utilisés.
Range | Structural Elements | C7 |  | Charpente lourde en bois – MOYENNE
Range | Structural Elements | A26 |  | COMPOSANTS LOURDS EN ACIER
Range | Structural Elements | B27 |  | POTEAUX ET POUTRES EN ACIER
Range | _Structural Elements | A16 | Ignore this row, which is removed from the new version of the file | Sélectionnez la section de la poutre dans le menu déroulant et saisissez les mètres linéaires pour chaque type de composant, car les valeurs ne proviennent pas de la feuille de saisie de l’utilisateur.
Range | _Structural Elements | C16 | Ignore this row, which is removed from the new version of the file | Poutre en acier section W – MOYENNE
Range | Structural Elements | A28 |  | Choisissez le menu de section poutre d’acier et saisissez le nombre de mètres linéaires pour chaque type de composant, car les valeurs ne proviennent pas de la feuille de saisie utilisateur.
Range | Ext. Walls | A1 |  | SECTION 4 ➜ COMPOSANTS ET MATÉRIAUX POUR LES
Range | Ext. Walls | D1 |  | MURS EXTÉRIEURS
Range | Ext. Walls | A2 | TRUE | INSTRUCTIONS : (double-cliquer) La colonne ÉMISSIONS NETTES de kgCO2e (Col. I) indique le potentiel de réchauffement planétaire (PRP) de chaque matériau sur la base des informations fournies. Vous devez spécifier la VALEUR RE, L'ÉPAISSEUR, L'ESPACE DE CADRAGE ou toute autre information requise dans les zones surlignées en JAUNE. Entrez « 1 » dans la colonne SÉLECTIONNER (Col. H) pour ajouter chaque matériau à votre bâtiment. Les émissions nettes de carbone pour le matériau sélectionné seront mises en évidence en ORANGE. Utilisez la cellule des valeurs en pourcentage (Col. G) si nécessaire pour ajuster la quantité de matériaux présents dans le bâtiment. L'empreinte carbone de chaque sélection sera ajoutée à la section TOTAL PARTIEL (en haut de la Col. M) pour cette page et pour le rapport de synthèse.
Range | Ext. Walls | A3 |  | CATÉGORIE
Range | Ext. Walls | C3 |  | MATÉRIAU
Range | Ext. Walls | D3 |  | QUANTITÉ
Range | Ext. Walls | H3 |  | SÉLECTIONNER
Range | _Ext. Walls | I3 | TRUE | ÉMISSIONS NETTES kgCO2e
-
Range | _Ext. Walls | J3 | TRUE | CONTENU DE kgCO2e DANS LE MATÉRIAU SÉLECTIONNÉ
-
Range | Ext. Walls | K3 | TRUE | ÉMISSIONS EN kgCO2e
-
Range | Ext. Walls | L3 | TRUE | STOCKAGE kgCO₂
-
Range | Ext. Walls | M3 | TRUE | Note
-
Range | _Ext. Walls | N3 | TRUE | Inclure le cycle long
-
Range | Ext. Walls | O3 | TRUE | SOUS-TOTAL ÉMISSIONS (kgCO₂e) — MURS EXTÉRIEURS
Range | Ext. Walls | P3 | TRUE | SOUS-TOTAL STOCKAGE (kgCO₂e) — MURS EXTÉRIEURS
Range | Ext. Walls | A5 |  | MURS À CHARPENTE EN BOIS
Range | Ext. Walls | D5 |  | L’ESPACEMENT DES CHARPENTES :
Range | Ext. Walls | F5 |  | po. o/ c
Range | _Ext. Walls | B6 |  | CONSTRUCTION EN BOIS
Range | _Ext. Walls | B10 |  | 2x4 double
Range | Ext. Walls | B6 |  | 2x4 CONSTRUCTION EN BOIS
Range | Ext. Walls | B13 |  | 2x6 CONSTRUCTION EN BOIS
Range | Ext. Walls | B20 |  | 2x8 CONSTRUCTION EN BOIS
Range | Ext. Walls | B27 |  | 2x4 DOUBLE CONSTRUCTION EN BOIS
Range | Ext. Walls | A34 |  | MURS À CHARPENTE EN ACIER
Range | Ext. Walls | D34 |  | L’ESPACEMENT DES CHARPENTES :
Range | Ext. Walls | F34 |  | po. o/ c
Range | Ext. Walls | B35 |  | CHARPENTE D’ACIER, 2x6
Range | Ext. Walls | A36 |  | Utilisez la fonction % pour ajuster d’autres calibres de goujons en acier en fonction du rapport masse d’acier par unité de longueur.
Range | Ext. Walls | C36 |  | Charpente en acier – porteur – MOYENNE
Range | Ext. Walls | A40 |  | CHARPENTE DE POUTRES EN I EN BOIS (TJI)
Range | Ext. Walls | D40 |  | L’ESPACEMENT DES CHARPENTES :
Range | Ext. Walls | F40 |  | po. o/ c
Range | Ext. Walls | A41 |  | Ne comprend pas les autres éléments de la charpente. Pour les inclure, utilisez la section Construction à charpente de bois ci-dessus pour entrer le pourcentage du mur qui est en bois.
Range | Ext. Walls | A43 |  | MURS EN BOIS LAMINÉ CROISÉ –3-1/2 po (90 mm)
Range | Ext. Walls | B44 |  | BOIS LAMELLÉ-CROISÉ
Range | Ext. Walls | C45 |  | Bois lamellé-croisé – MOYENNE
Range | Ext. Walls | A46 |  | Utilisez la fonction % pour régler d’autres épaisseurs de panneaux de Bois lamellé-croisé (BLC).
Range | Ext. Walls | A48 |  | MURS EN ÉLÉMENTS DE MAÇONNERIE EN BÉTON
Range | Ext. Walls | B49 |  | EMB 8 po – CREUX, SANS COULIS
Range | Ext. Walls | C50 |  | EMB 8 po – creux, sans coulis – MOYENNE
Range | Ext. Walls | A51 |  | Utilisez la fonction % pour régler d’autres épaisseurs de EMB. Si c’est le cas, entrez le volume de remplissage dans la section REMPLISSAGE DU BÉTON pour les murs en EMB ci-dessous.
Range | Ext. Walls | A57 |  | REMPLISSAGE EN BÉTON POUR LES MURS EN EMB
Range | Ext. Walls | D57 |  | VOLUME DE BÉTON
Range | Ext. Walls | B58 |  | BÉTON –25 MPa ou moins
Range | Ext. Walls | A59 |  | Calculez le volume total de béton de remplissage nécessaire pour la surface du mur en EMB saisie ci-dessus.
Range | Ext. Walls | B66 |  | BÉTON –26-30 MPa
Range | Ext. Walls | A67 |  | Calculez le volume total de béton de remplissage nécessaire pour la surface du mur en EMB saisie ci-dessus.
Range | Ext. Walls | A74 |  | PANNEAUX STRUCTURAUX
Range | Ext. Walls | B75 |  | PANNEAU À COPEAUX ORIENTÉS
Range | Ext. Walls | B84 |  | SYSTÈME DE REVÊTEMENT ET BARRIÈRE OSB
Range | Ext. Walls | B89 |  | CONTREPLAQUÉ
Range | Ext. Walls | B99 |  | PANNEAUX STRUCTURAUX EN GYPSE
Range | Ext. Walls | B106 |  | PANNEAU DE CIMENT
Range | Ext. Walls | A109 |  | BARRIÈRES ET MEMBRANES
Range | Ext. Walls | B110 |  | BARRIÈRE EN FEUILLE PERMÉABLE
Range | Ext. Walls | C111 |  | Barrière en feuille perméable – MOYENNE
Range | Ext. Walls | B118 |  | BARRIÈRE EN FEUILLE À PERMÉABILITÉ VARIABLE
Range | Ext. Walls | C119 |  | Barrière en feuille à perméabilité variable – MOYENNE
Range | Ext. Walls | B124 |  | BARRIÈRE EN FEUILLE NON PERMÉABLE
Range | Ext. Walls | C125 |  | Barrière en feuille non perméable – MOYENNE
Range | Ext. Walls | B133 |  | BARRIÈRE APPLIQUÉE LIQUIDE
Range | Ext. Walls | C134 |  | Barrière appliquée liquide – MOYENNE
Range | Ext. Walls | B142 |  | BARRIÈRE AUTO-ADHÉSIVE
Range | Ext. Walls | C143 |  | Barrière auto-adhésive – MOYENNE
Range | Ext. Walls | A151 |  | ISOLATION DE LA CAVITÉ
Range | Ext. Walls | B152 |  | NATTE DE FIBRE DE VERRE
Range | Ext. Walls | C153 |  | Natte en fibre de verre – MOYENNE
Range | Ext. Walls | B157 |  | FIBRE DE VERRE SOUFFLÉE
Range | Ext. Walls | C158 |  | Fibre de verre en vrac – MOYENNE
Range | Ext. Walls | B163 |  | NATTE DE LAINE MINÉRALE
Range | Ext. Walls | B170 |  | LAINE MINÉRALE EN VRAC
Range | Ext. Walls | B172 |  | ISOLATION EN CELLULOSE
Range | Ext. Walls | C173 |  | Cellulose – MOYENNE
Range | Ext. Walls | B177 |  | NATTE DE FIBRES DE BOIS
Range | Ext. Walls | C178 |  | Natte de fibres de bois – MOYENNE
Range | Ext. Walls | B181 |  | AUTRES ISOLANTS EN FIBRES NATURELLES
Range | Ext. Walls | B186 |  | MOUSSE À PULVÉRISER – CELLULE FERMÉE
Range | Ext. Walls | B189 |  | MOUSSE À PULVÉRISER – CELLULE OUVERTE
Range | Ext. Walls | B191 |  | BRIQUES DE CHANVRE
Range | Ext. Walls | C192 |  | Briques de chanvre – MOYENNE
Range | Ext. Walls | A200 |  | ISOLATION CONTINUE (EXT. ou INT.)
Range | Ext. Walls | B201 |  | PANNEAU DE MOUSSE EPS
Range | Ext. Walls | C202 |  | Panneau de mousse EPS – MOYENNE
Range | Ext. Walls | B211 |  | PANNEAU DE FIBRES DE BOIS
Range | Ext. Walls | C212 |  | Panneau de fibres de bois – MOYENNE
Range | Ext. Walls | B222 |  | PANNEAU DE MOUSSE XPS
Range | Ext. Walls | C223 |  | Panneau de mousse XPS – MOYENNE
Range | Ext. Walls | B227 |  | PANNEAU DE MOUSSE POLYISOCYANURATE
Range | Ext. Walls | C228 |  | Polyisocyanurate – MOYENNE
Range | Ext. Walls | B232 |  | PANNEAU DE LAINE MINÉRALE
Range | Ext. Walls | C233 |  | Panneau de laine minérale – MOYENNE
Range | _Ext. Walls | C221 |  | Panneau de fibre de verre – MOYENNE
Range | Ext. Walls | B242 |  | PANNEAU FIBRE DE VERRE
Range | Ext. Walls | B244 |  | PANNEAU EN LIÈGE
Range | _Ext. Walls | C224 |  | Panneau de liège – MOYENNE
Range | _Ext. Walls | A226 |  | ISOLATION À VALEUR R ÉLEVÉE
Range | Ext. Wall Systems | A1 |  | SECTION 5 ➜ COMPOSANTS ET MATÉRIAUX POUR LES
Range | Ext. Wall Systems | D1 |  | SYSTÈMES DE MUR EXTÉRIEUR
Range | Ext. Wall Systems | A2 | TRUE | INSTRUCTIONS : (double-cliquer) La colonne ÉMISSIONS NETTES de kgCO2e (Col. I) indique le potentiel de réchauffement planétaire (PRP) de chaque matériau sur la base des informations fournies. Vous devez spécifier la VALEUR RE, L'ÉPAISSEUR, L'ESPACE DE CADRAGE ou toute autre information requise dans les zones surlignées en JAUNE. Entrez « 1 » dans la colonne SÉLECTIONNER (Col. H) pour ajouter chaque matériau à votre bâtiment. Les émissions nettes de carbone pour le matériau sélectionné seront mises en évidence en ORANGE. Utilisez la cellule des valeurs en pourcentage (Col. G) si nécessaire pour ajuster la quantité de matériaux présents dans le bâtiment. L'empreinte carbone de chaque sélection sera ajoutée à la section TOTAL PARTIEL (en haut de la Col. M) pour cette page et pour le rapport de synthèse.
Range | Ext. Wall Systems | A3 |  | CATÉGORIE
Range | Ext. Wall Systems | C3 |  | MATÉRIAU
Range | Ext. Wall Systems | D3 |  | QUANTITÉ
Range | Ext. Wall Systems | H3 |  | SÉLECTIONNER
Range | _Ext. Wall Systems | I3 | TRUE | ÉMISSIONS NETTES kgCO2e
-
Range | _Ext. Wall Systems | J3 | TRUE | CONTENU DE kgCO2e DANS LE MATÉRIAU SÉLECTIONNÉ
-
Range | Ext. Wall Systems | K3 | TRUE | ÉMISSIONS EN kgCO2e
-
Range | Ext. Wall Systems | L3 | TRUE | STOCKAGE kgCO₂
-
Range | Ext. Wall Systems | M3 | TRUE | Note
-
Range | _Ext. Wall Systems | N3 | TRUE | Inclure le cycle long
-
Range | Ext. Wall Systems | O3 | TRUE | SOUS-TOTAL ÉMISSIONS (kgCO₂e) — SYSTÈMES DE MURS EXTÉRIEURS
Range | Ext. Wall Systems | P3 | TRUE | SOUS-TOTAL STOCKAGE (kgCO₂e) — SYSTÈMES DE MURS EXTÉRIEURS
Range | Ext. Wall Systems | A5 |  | COFFRAGES ISOLÉS EN BÉTON (CIB) – MOUSSE EPS
Range | Ext. Wall Systems | A6 |  | Étape 1 : Sélectionnez la taille du CIB
Range | Ext. Wall Systems | B7 |  | BÉTON –25 MPa ou moins
Range | Ext. Wall Systems | A8 |  | Étape 2 : Sélectionnez l’option de remplissage en béton.
Range | Ext. Wall Systems | B15 |  | BÉTON –26-30 MPa
Range | Ext. Wall Systems | A16 |  | Les spécifications du mélange de béton font une grande différence dans l’empreinte carbone. Les spécifications du mélange présentées ici peuvent être utilisées pour discuter des options de mélange à faible teneur en carbone avec votre fournisseur.
Range | Ext. Wall Systems | B23 |  | BÉTON –31-35 MPa
Range | Ext. Wall Systems | A24 |  | Les spécifications du mélange de béton font une grande différence dans l’empreinte carbone. Les spécifications du mélange présentées ici peuvent être utilisées pour discuter des options de mélange à faible teneur en carbone avec votre fournisseur.
Range | Ext. Wall Systems | A31 |  | COFFRAGES ISOLÉS EN BÉTON (CIB) – COPEAUX DE BOIS/CIMENT
Range | Ext. Wall Systems | A32 |  | Étape 1 : Choisir la taille et l’isolation des CIB
Range | Ext. Wall Systems | B36 |  | BÉTON –25 MPa ou moins
Range | Ext. Wall Systems | A37 | TRUE | Étape 2 : Sélectionnez l'option de remplissage en béton pour le système de mur en CIB. La quantité de béton s'adapte à la taille du CIB choisi.
-
-
-
-
-
-
Range | Ext. Wall Systems | B44 |  | BÉTON –26-30 MPa
Range | Ext. Wall Systems | A45 |  | Les spécifications du mélange de béton font une grande différence dans l’empreinte carbone. Les spécifications du mélange présentées ici peuvent être utilisées pour discuter des options de mélange à faible teneur en carbone avec votre fournisseur.
Range | Ext. Wall Systems | B52 |  | BÉTON –31-35 MPa
Range | Ext. Wall Systems | A53 |  | Les spécifications du mélange de béton font une grande différence dans l’empreinte carbone. Les spécifications du mélange présentées ici peuvent être utilisées pour discuter des options de mélange à faible teneur en carbone avec votre fournisseur.
Range | Ext. Wall Systems | A60 |  | PANNEAUX PRÉFABRIQUÉS
Range | Ext. Wall Systems | B61 |  | CHARPENTE BOIS ET PANNEAUX DE PAILLE
Range | Ext. Wall Systems | B64 |  | PANNEAUX STRUCTURELS ISOLÉS – MOUSSE OSB ET EPS
Range | Party Walls | A1 |  | SECTION 6 ➜ COMPOSANTS ET MATÉRIAUX POUR LES
Range | Party Walls | D1 |  | MURS MITOYENS
Range | Party Walls | A2 | TRUE | INSTRUCTIONS : (double-cliquer) La colonne ÉMISSIONS NETTES de kgCO2e (Col. I) indique le potentiel de réchauffement planétaire (PRP) de chaque matériau sur la base des informations fournies. Vous devez spécifier la VALEUR RE, L'ÉPAISSEUR, L'ESPACE DE CADRAGE ou toute autre information requise dans les zones surlignées en JAUNE. Entrez « 1 » dans la colonne SÉLECTIONNER (Col. H) pour ajouter chaque matériau à votre bâtiment. Les émissions nettes de carbone pour le matériau sélectionné seront mises en évidence en ORANGE. Utilisez la cellule des valeurs en pourcentage (Col. G) si nécessaire pour ajuster la quantité de matériaux présents dans le bâtiment. L'empreinte carbone de chaque sélection sera ajoutée à la section TOTAL PARTIEL (en haut de la Col. M) pour cette page et pour le rapport de synthèse.
Range | Party Walls | A3 |  | CATÉGORIE
Range | Party Walls | C3 |  | MATÉRIAU
Range | Party Walls | D3 |  | QUANTITÉ
Range | Party Walls | H3 |  | SÉLECTIONNER
Range | _Party Walls | I3 | TRUE | ÉMISSIONS NETTES kgCO2e
-
Range | _Party Walls | J3 | TRUE | CONTENU DE kgCO2e DANS LE MATÉRIAU SÉLECTIONNÉ
-
Range | Party Walls | K3 | TRUE | ÉMISSIONS EN kgCO2e
-
Range | Party Walls | L3 | TRUE | STOCKAGE kgCO₂
-
Range | Party Walls | M3 | TRUE | Note
-
Range | _Party Walls | N3 | TRUE | Inclure le cycle long
-
Range | Party Walls | O3 | TRUE | SOUS-TOTAL ÉMISSIONS (kgCO₂e) — MURS MITOYENS
Range | Party Walls | P3 | TRUE | SOUS-TOTAL STOCKAGE (kgCO₂e) — MURS MITOYENS
Range | Party Walls | A5 | TRUE | Note : n’incluez que la moitié de l’épaisseur des matériaux du mur mitoyen total en utilisant les champs de pourcentage ou de valeur R. (L’autre moitié appartient au bâtiment adjacent).
Range | _Party Walls | A6 |  | CHARPENTE DE MUR MITOYEN
Range | Party Walls | A6 |  | MURS À CHARPENTE EN BOIS
Range | Party Walls | B7 |  | 2x4 CONSTRUCTION EN BOIS
Range | Party Walls | B14 |  | 2x6 CONSTRUCTION EN BOIS
Range | Party Walls | B21 |  | 2x8 CONSTRUCTION EN BOIS
Range | Party Walls | B28 |  | 2x4 DOUBLE CONSTRUCTION EN BOIS
Range | Party Walls | D6 |  | L’ESPACEMENT DES CHARPENTES :
Range | _Party Walls | B7 |  | CONSTRUCTION EN BOIS
Range | _Party Walls | B11 |  | 2x4 double
Range | Party Walls | A35 |  | MURS À CHARPENTE EN ACIER
Range | Party Walls | D35 |  | L’ESPACEMENT DES CHARPENTES :
Range | Party Walls | B36 |  | CHARPENTE D’ACIER, 2x4
Range | Party Walls | C37 |  | Charpente en acier – murs intérieurs – MOYENNE
Range | Party Walls | A38 |  | Utilisez la fonction % pour vous adapter aux différents calibres des goujons en acier.
Range | Party Walls | B40 |  | CHARPENTE D’ACIER, 2x6
Range | Party Walls | A41 |  | Utilisez la fonction % pour vous adapter aux autres calibres des goujons en acier.
Range | Party Walls | C41 |  | Charpente en acier – porteur – MOYENNE
Range | _Party Walls | A28 |  | MURS MITOYENS EN ÉLÉMENTS DE MAÇONNERIE EN BÉTON
Range | Party Walls | A45 |  | MURS MITOYENS EN EMB
Range | Party Walls | B46 |  | EMB 8 po – CREUX, SANS COULIS
Range | Party Walls | C47 |  | Murs en éléments de maçonnerie en béton
Range | Party Walls | A48 |  | Utilisez la fonction % pour régler d’autres épaisseurs de EMB.
Range | Party Walls | A54 |  | BÉTON DE REMPLISSAGE POUR MURS EN EMB
Range | Party Walls | D54 |  | VOLUME DE BÉTON DE REMPLISSAGE
Range | Party Walls | B55 |  | BÉTON –25 MPa ou moins
Range | Party Walls | A56 |  | Les spécifications du mélange de béton font une grande différence dans l’empreinte carbone. Les spécifications du mélange présentées ici peuvent être utilisées pour discuter des options de mélange à faible teneur en carbone avec votre fournisseur.
Range | Party Walls | B63 |  | BÉTON –26-30 MPa
Range | Party Walls | A64 |  | Les spécifications du mélange de béton font une grande différence dans l’empreinte carbone. Les spécifications du mélange présentées ici peuvent être utilisées pour discuter des options de mélange à faible teneur en carbone avec votre fournisseur.
Range | Party Walls | A71 |  | BARRIÈRES ET MEMBRANES
Range | Party Walls | B72 |  | BARRIÈRE EN FEUILLE PERMÉABLE
Range | Party Walls | C73 |  | Barrière en feuille perméable – MOYENNE
Range | Party Walls | B80 |  | BARRIÈRE EN FEUILLE À PERMÉABILITÉ VARIABLE
Range | Party Walls | C81 |  | Barrière en feuille à perméabilité variable – MOYENNE
Range | Party Walls | B86 |  | BARRIÈRE EN FEUILLE NON PERMÉABLE
Range | Party Walls | C87 |  | Barrière en feuille non perméable – MOYENNE
Range | Party Walls | B95 |  | BARRIÈRE APPLIQUÉE LIQUIDE
Range | Party Walls | C96 |  | Barrière appliquée liquide – MOYENNE
Range | Party Walls | B104 |  | BARRIÈRE AUTO-ADHÉSIVE
Range | Party Walls | C105 |  | Barrière auto-adhésive – MOYENNE
Range | _Party Walls | D92 |  | VALEUR R :
Range | _Party Walls | R93 |  | ISOLATION DE MUR MITOYEN
Range | Party Walls | A113 |  | ISOLATION DE LA CAVITÉ
Range | Party Walls | B114 |  | NATTE DE FIBRE DE VERRE
Range | Party Walls | C115 |  | Natte en fibre de verre – MOYENNE
Range | Party Walls | B119 |  | FIBRE DE VERRE SOUFFLÉE
Range | _Party Walls | D98 |  | VALEUR R :
Range | Party Walls | C120 |  | Fibre de verre en vrac – MOYENNE
Range | Party Walls | B125 |  | NATTE DE LAINE MINÉRALE
Range | _Party Walls | D104 |  | VALEUR R :
Range | Party Walls | B128 |  | LAINE MINÉRALE EN VRAC
Range | Party Walls | B130 |  | ISOLATION EN CELLULOSE
Range | _Party Walls | D109 |  | VALEUR R :
Range | Party Walls | C131 |  | Cellulose – MOYENNE
Range | Party Walls | B135 |  | NATTE DE FIBRES DE BOIS
Range | _Party Walls | D114 |  | VALEUR R :
Range | Party Walls | C136 |  | Natte de fibres de bois – MOYENNE
Range | Party Walls | B139 |  | AUTRES ISOLANTS EN FIBRES NATURELLES
Range | _Party Walls | D118 |  | VALEUR R :
Range | Party Walls | B144 |  | MOUSSE À PULVÉRISER – CELLULE FERMÉE
Range | _Party Walls | D123 |  | VALEUR R :
Range | Party Walls | B147 |  | MOUSSE À PULVÉRISER – CELLULE OUVERTE
Range | _Party Walls | D126 |  | VALEUR R :
Range | Party Walls | B149 |  | BRIQUES DE CHANVRE
Range | _Party Walls | D128 |  | VALEUR R :
Range | Party Walls | C150 |  | Briques de chanvre – MOYENNE
Range | _Party Walls | A105 |  | ISOLATION RIGIDE
Range | Party Walls | A158 |  | ISOLATION CONTINUE
Range | Party Walls | B159 |  | PANNEAU DE MOUSSE EPS
Range | _Party Walls | D138 |  | VALEUR R :
Range | Party Walls | C160 |  | Panneau de mousse EPS – MOYENNE
Range | Party Walls | B169 |  | PANNEAU DE FIBRES DE BOIS
Range | _Party Walls | D148 |  | VALEUR R :
Range | Party Walls | C170 |  | Panneau de fibres de bois – MOYENNE
Range | Party Walls | B180 |  | PANNEAU DE MOUSSE XPS
Range | _Party Walls | D159 |  | VALEUR R :
Range | Party Walls | C181 |  | Panneau de mousse XPS – MOYENNE
Range | Party Walls | B185 |  | PANNEAU DE MOUSSE POLYISOCYANURATE
Range | _Party Walls | D165 |  | VALEUR R :
Range | Party Walls | C186 |  | Polyisocyanurate – MOYENNE
Range | Party Walls | B190 |  | PANNEAU DE LAINE MINÉRALE
Range | _Party Walls | D171 |  | VALEUR R :
Range | _Party Walls | C172 |  | Panneau de laine minérale – MOYENNE
Range | _Party Walls | A134 |  | REVÊTEMENT DE MUR MITOYEN
Range | Party Walls | B192 |  | PANNEAU EN LIÈGE
Range | _Party Walls | C175 |  | Panneau de liège – MOYENNE
Range | Party Walls | A194 |  | REVÊTEMENT INTÉRIEUR pour les MURS MITOYENS
Range | Party Walls | B195 |  | CLOISONS SÈCHES 1/2 po
Range | Party Walls | C196 |  | Cloison sèche 1/2 po typique – Revêtement intérieur pour murs extérieurs - MOYENNE
Range | Party Walls | B199 |  | CLOISONS SÈCHES 5/8 po
Range | Party Walls | C200 |  | Gypse 5/8" typique – Parement intérieur pour murs extérieurs – MOYENNE
Range | Party Walls | B204 |  | AUTRES MATÉRIAUX DE BARDAGE
Range | Party Walls | A218 |  | PANNEAUX STRUCTURAUX
Range | Party Walls | B219 |  | PANNEAU À COPEAUX ORIENTÉS
Range | Party Walls | B228 |  | SYSTÈME DE REVÊTEMENT ET BARRIÈRE OSB
Range | Party Walls | B233 |  | CONTREPLAQUÉ
Range | Party Walls | B243 |  | PANNEAUX STRUCTURAUX EN GYPSE
Range | Party Walls | B250 |  | PANNEAU DE CIMENT
Range | _Party Walls | R230 |  | CIB DE MUR MITOYEN
Range | Party Walls | A253 |  | COFFRAGES ISOLÉS EN BÉTON (CIB) – MOUSSE EPS
Range | Party Walls | A254 |  | Étape 1 : Sélectionnez la taille du CIB
Range | Party Walls | B255 |  | BÉTON –25 MPa ou moins
Range | Party Walls | A256 |  | Étape 2 : Sélectionnez l’option de remplissage en béton.
Range | Party Walls | B263 |  | BÉTON –26-30 MPa
Range | Party Walls | A264 |  | Les spécifications du mélange de béton font une grande différence dans l’empreinte carbone. Les spécifications du mélange présentées ici peuvent être utilisées pour discuter des options de mélange à faible teneur en carbone avec votre fournisseur.
Range | Party Walls | B271 |  | BÉTON –31-35 MPa
Range | Party Walls | A272 |  | Les spécifications du mélange de béton font une grande différence dans l’empreinte carbone. Les spécifications du mélange présentées ici peuvent être utilisées pour discuter des options de mélange à faible teneur en carbone avec votre fournisseur.
Range | Party Walls | A279 |  | COFFRAGES ISOLÉS EN BÉTON (CIB) – COPEAUX DE BOIS/CIMENT
Range | Party Walls | A280 |  | Étape 1 : Choisir la taille et l’isolation des CIB
Range | Party Walls | B284 |  | BÉTON –25 MPa ou moins
Range | Party Walls | A285 | TRUE | Étape 2 : Sélectionnez l'option de remplissage en béton pour le système de mur en CIB. La quantité de béton s'adapte à la taille du CIB choisi.
-
-
-
-
-
Range | Party Walls | B292 |  | BÉTON –26-30 MPa
Range | Party Walls | A293 |  | Les spécifications du mélange de béton font une grande différence dans l’empreinte carbone. Les spécifications du mélange présentées ici peuvent être utilisées pour discuter des options de mélange à faible teneur en carbone avec votre fournisseur.
Range | Party Walls | B300 |  | BÉTON –31-35 MPa
Range | Party Walls | A301 |  | Les spécifications du mélange de béton font une grande différence dans l’empreinte carbone. Les spécifications du mélange présentées ici peuvent être utilisées pour discuter des options de mélange à faible teneur en carbone avec votre fournisseur.
Range | Cladding | A1 |  | SECTION 7 ➜ COMPOSANTS ET MATÉRIAUX POUR LES
Range | Cladding | D1 |  | MURS EXTÉRIEURS – BARDAGE
Range | Cladding | A2 | TRUE | INSTRUCTIONS : (double-cliquer) La colonne ÉMISSIONS NETTES de kgCO2e (Col. I) indique le potentiel de réchauffement planétaire (PRP) de chaque matériau sur la base des informations fournies. Vous devez spécifier la VALEUR RE, L'ÉPAISSEUR, L'ESPACE DE CADRAGE ou toute autre information requise dans les zones surlignées en JAUNE. Entrez « 1 » dans la colonne SÉLECTIONNER (Col. H) pour ajouter chaque matériau à votre bâtiment. Les émissions nettes de carbone pour le matériau sélectionné seront mises en évidence en ORANGE. Utilisez la cellule des valeurs en pourcentage (Col. G) si nécessaire pour ajuster la quantité de matériaux présents dans le bâtiment. L'empreinte carbone de chaque sélection sera ajoutée à la section TOTAL PARTIEL (en haut de la Col. M) pour cette page et pour le rapport de synthèse.
Range | Cladding | A3 |  | CATÉGORIE
Range | Cladding | C3 |  | MATÉRIAU
Range | Cladding | D3 |  | QUANTITÉ
Range | Cladding | H3 |  | SÉLECTIONNER
Range | _Cladding | I3 | TRUE | ÉMISSIONS NETTES kgCO2e
-
Range | _Cladding | J3 | TRUE | CONTENU DE kgCO2e DANS LE MATÉRIAU SÉLECTIONNÉ
-
Range | Cladding | K3 | TRUE | ÉMISSIONS EN kgCO2e
-
Range | Cladding | L3 | TRUE | STOCKAGE kgCO₂
-
Range | Cladding | M3 | TRUE | Note
-
Range | _Cladding | N3 | TRUE | Inclure le cycle long
-
Range | Cladding | O3 | TRUE | SOUS-TOTAL ÉMISSIONS (kgCO₂e) — REVÊTEMENT DES MURS EXTÉRIEURS
Range | Cladding | P3 | TRUE | SOUS-TOTAL STOCKAGE (kgCO₂e) — REVÊTEMENT DES MURS EXTÉRIEURS
Range | Cladding | A5 |  | BARDAGE EXTÉRIEUR
Range | Cladding | B6 |  | BRIQUE
Range | Cladding | B14 |  | BARDAGE EN BOIS
Range | Cladding | B22 |  | FIBROCIMENT
Range | Cladding | C23 |  | Bardage en fibrociment – MOYENNE
Range | Cladding | B30 |  | REVÊTEMENT EN VINYLE
Range | Cladding | B32 |  | REVÊTEMENT EN POLYPROPYLÈNE
Range | _Cladding | C28 |  | Revêtement en polypropylène – MOYENNE
Range | Cladding | B34 |  | BARDAGE EN PANNEAUX D’ACIER
Range | Cladding | C35 |  | Bardage en panneaux d’acier – MOYENNE
Range | Cladding | B42 |  | BARDAGE EN PANNEAUX D’ALUMINIUM
Range | Cladding | C43 |  | Bardage en panneaux d’aluminium – MOYENNE
Range | Cladding | B46 |  | FINITIONS EN PLÂTRE
Range | Cladding | B51 |  | BARDAGE EN BOIS D'INGÉNIERIE
Range | Cladding | A57 |  | Tasseau pour écran de pluie
Range | Cladding | B58 |  | 1x4 TASSEAU POUR ÉCRAN DE PLUIE
Range | Cladding | B65 |  | 2x4 TASSEAU POUR ÉCRAN DE PLUIE
Range | Cladding | D57 |  | ESPACEMENT DES TASSEAUX
Range | Cladding | A72 |  | REVÊTEMENT INTÉRIEUR pour les MURS EXTÉRIEURS
Range | Cladding | B73 |  | CLOISONS SÈCHES 1/2 po
Range | Cladding | C74 |  | Cloison sèche 1/2 po typique – Revêtement intérieur pour murs extérieurs - MOYENNE
Range | Cladding | B77 |  | CLOISONS SÈCHES 5/8 po
Range | Cladding | C78 |  | Gypse 5/8" typique – Parement intérieur pour murs extérieurs – MOYENNE
Range | Cladding | B82 |  | AUTRES MATÉRIAUX DE BARDAGE
Range | Windows | A1 |  | SECTION 8 ➜ COMPOSANTS ET MATÉRIAUX POUR LES
Range | Windows | D1 |  | FENÊTRES
Range | Windows | A2 | TRUE | INSTRUCTIONS : (double-cliquer) La colonne ÉMISSIONS NETTES de kgCO2e (Col. I) indique le potentiel de réchauffement planétaire (PRP) de chaque matériau sur la base des informations fournies. Vous devez spécifier la VALEUR RE, L'ÉPAISSEUR, L'ESPACE DE CADRAGE ou toute autre information requise dans les zones surlignées en JAUNE. Entrez « 1 » dans la colonne SÉLECTIONNER (Col. H) pour ajouter chaque matériau à votre bâtiment. Les émissions nettes de carbone pour le matériau sélectionné seront mises en évidence en ORANGE. Utilisez la cellule des valeurs en pourcentage (Col. G) si nécessaire pour ajuster la quantité de matériaux présents dans le bâtiment. L'empreinte carbone de chaque sélection sera ajoutée à la section TOTAL PARTIEL (en haut de la Col. M) pour cette page et pour le rapport de synthèse.
Range | Windows | A3 |  | CATÉGORIE
Range | Windows | C3 |  | MATÉRIAU
Range | Windows | D3 |  | QUANTITÉ
Range | Windows | H3 |  | SÉLECTIONNER
Range | _Windows | I3 | TRUE | ÉMISSIONS NETTES kgCO2e
-
Range | _Windows | J3 | TRUE | CONTENU DE kgCO2e DANS LE MATÉRIAU SÉLECTIONNÉ
-
Range | Windows | K3 | TRUE | ÉMISSIONS EN kgCO2e
-
Range | Windows | L3 | TRUE | STOCKAGE kgCO₂
-
Range | Windows | M3 | TRUE | Note
-
Range | _Windows | N3 | TRUE | Inclure le cycle long
-
Range | Windows | O3 | TRUE | SOUS-TOTAL ÉMISSIONS (kgCO₂e) — FENÊTRES
Range | Windows | P3 | TRUE | SOUS-TOTAL STOCKAGE (kgCO₂e) — FENÊTRES
Range | Windows | A5 |  | FENÊTRES À DOUBLE VITRAGE
Range | Windows | A10 |  | FENÊTRES À TRIPLE VITRAGE
Range | Windows | A15 |  | FENÊTRES – FABRICANTS SPÉCIFIQUES
Range | Int. Walls | A1 |  | SECTION 9 ➜ COMPOSANTS ET MATÉRIAUX POUR LES
Range | Int. Walls | D1 |  | MURS INTÉRIEURS
Range | Int. Walls | A2 | TRUE | INSTRUCTIONS : (double-cliquer) La colonne ÉMISSIONS NETTES de kgCO2e (Col. I) indique le potentiel de réchauffement planétaire (PRP) de chaque matériau sur la base des informations fournies. Vous devez spécifier la VALEUR RE, L'ÉPAISSEUR, L'ESPACE DE CADRAGE ou toute autre information requise dans les zones surlignées en JAUNE. Entrez « 1 » dans la colonne SÉLECTIONNER (Col. H) pour ajouter chaque matériau à votre bâtiment. Les émissions nettes de carbone pour le matériau sélectionné seront mises en évidence en ORANGE. Utilisez la cellule des valeurs en pourcentage (Col. G) si nécessaire pour ajuster la quantité de matériaux présents dans le bâtiment. L'empreinte carbone de chaque sélection sera ajoutée à la section TOTAL PARTIEL (en haut de la Col. M) pour cette page et pour le rapport de synthèse.
Range | Int. Walls | A3 |  | CATÉGORIE
Range | Int. Walls | C3 |  | MATÉRIAU
Range | Int. Walls | D3 |  | QUANTITÉ
Range | Int. Walls | H3 |  | SÉLECTIONNER
Range | _Int. Walls | I3 | TRUE | ÉMISSIONS NETTES kgCO2e
-
Range | _Int. Walls | J3 | TRUE | CONTENU DE kgCO2e DANS LE MATÉRIAU SÉLECTIONNÉ
-
Range | Int. Walls | K3 | TRUE | ÉMISSIONS EN kgCO2e
-
Range | Int. Walls | L3 | TRUE | STOCKAGE kgCO₂
-
Range | Int. Walls | M3 | TRUE | Note
-
Range | _Int. Walls | N3 | TRUE | Inclure le cycle long
-
Range | Int. Walls | O3 | TRUE | SOUS-TOTAL ÉMISSIONS (kgCO₂e) — MURS INTÉRIEURS
Range | Int. Walls | P3 | TRUE | SOUS-TOTAL STOCKAGE (kgCO₂e) — MURS INTÉRIEURS
Range | Int. Walls | A5 |  | CONSTRUCTION EN BOIS
Range | Int. Walls | D5 |  | L’ESPACEMENT DES CHARPENTES :
Range | _Int. Walls | B6 |  | CONSTRUCTION EN BOIS
Range | Int. Walls | B6 |  | 2x3 CONSTRUCTION EN BOIS
Range | Int. Walls | B13 |  | 2x4 CONSTRUCTION EN BOIS
Range | Int. Walls | B20 |  | 2x6 CONSTRUCTION EN BOIS
Range | Int. Walls | A27 |  | CONSTRUCTION À CHARPENTE EN ACIER
Range | Int. Walls | D27 |  | L’ESPACEMENT DES CHARPENTES :
Range | Int. Walls | B28 |  | CHARPENTE D’ACIER, 2x4
Range | Int. Walls | C29 |  | Charpente en acier – murs intérieurs – MOYENNE
Range | Int. Walls | A30 |  | Utilisez la fonction % pour vous adapter aux différents calibres des goujons en acier.
Range | Int. Walls | A32 |  | BARDAGE DES MURS INTÉRIEURS
Range | Int. Walls | B33 |  | CLOISONS SÈCHES 1/2 po
Range | Int. Walls | C34 |  | Cloison sèche 1/2 po typique – murs intérieurs – MOYENNE
Range | Int. Walls | B37 |  | CLOISONS SÈCHES 5/8 po
Range | Int. Walls | C38 |  | Gypse 5/8" typique – Murs intérieurs – MOYENNE
Range | Int. Walls | B42 |  | AUTRES MATÉRIAUX DE BARDAGE
Range | Int. Walls | A56 |  | ISOLATION DE LA CAVITÉ
Range | Int. Walls | B57 |  | NATTE DE FIBRE DE VERRE
Range | _Int. Walls | D36 |  | VALEUR R :
Range | Int. Walls | C58 |  | Natte en fibre de verre – MOYENNE
Range | Int. Walls | B62 |  | FIBRE DE VERRE SOUFFLÉE
Range | _Int. Walls | D42 |  | VALEUR R :
Range | Int. Walls | C63 |  | Fibre de verre en vrac – MOYENNE
Range | Int. Walls | B66 |  | NATTE DE LAINE MINÉRALE
Range | _Int. Walls | D46 |  | VALEUR R :
Range | Int. Walls | B69 |  | ISOLATION EN CELLULOSE
Range | _Int. Walls | D49 |  | VALEUR R :
Range | Int. Walls | C70 |  | Cellulose – MOYENNE
Range | Int. Walls | B74 |  | NATTE DE FIBRES DE BOIS
Range | _Int. Walls | D54 |  | VALEUR R :
Range | Int. Walls | C75 |  | Natte de fibres de bois – MOYENNE
Range | Int. Walls | B78 |  | AUTRES ISOLANTS EN FIBRES NATURELLES
Range | _Int. Walls | D58 |  | VALEUR R :
Range | Int. Walls | B83 |  | MOUSSE À PULVÉRISER – CELLULE FERMÉE
Range | _Int. Walls | D63 |  | VALEUR R :
Range | Int. Walls | B86 |  | MOUSSE À PULVÉRISER – CELLULE OUVERTE
Range | _Int. Walls | D66 |  | VALEUR R :
Range | Int. Walls | B88 |  | BRIQUES DE CHANVRE
Range | _Int. Walls | D68 |  | VALEUR R :
Range | Int. Walls | C89 |  | Briques de chanvre – MOYENNE
Range | Floors | A1 |  | SECTION 10 ➜ COMPOSANTS ET MATÉRIAUX POUR LES
Range | Floors | D1 |  | PLANCHERS
Range | Floors | A2 | TRUE | INSTRUCTIONS : (double-cliquer) La colonne ÉMISSIONS NETTES de kgCO2e (Col. I) indique le potentiel de réchauffement planétaire (PRP) de chaque matériau sur la base des informations fournies. Vous devez spécifier la VALEUR RE, L'ÉPAISSEUR, L'ESPACE DE CADRAGE ou toute autre information requise dans les zones surlignées en JAUNE. Entrez « 1 » dans la colonne SÉLECTIONNER (Col. H) pour ajouter chaque matériau à votre bâtiment. Les émissions nettes de carbone pour le matériau sélectionné seront mises en évidence en ORANGE. Utilisez la cellule des valeurs en pourcentage (Col. G) si nécessaire pour ajuster la quantité de matériaux présents dans le bâtiment. L'empreinte carbone de chaque sélection sera ajoutée à la section TOTAL PARTIEL (en haut de la Col. M) pour cette page et pour le rapport de synthèse.
Range | Floors | A3 |  | CATÉGORIE
Range | Floors | C3 |  | MATÉRIAU
Range | Floors | D3 |  | QUANTITÉ
Range | Floors | H3 |  | SÉLECTIONNER
Range | _Floors | I3 | TRUE | ÉMISSIONS NETTES kgCO2e
-
Range | _Floors | J3 | TRUE | CONTENU DE kgCO2e DANS LE MATÉRIAU SÉLECTIONNÉ
-
Range | Floors | K3 | TRUE | ÉMISSIONS EN kgCO2e
-
Range | Floors | L3 | TRUE | STOCKAGE kgCO₂
-
Range | Floors | M3 | TRUE | Note
-
Range | _Floors | N3 | TRUE | Inclure le cycle long
-
Range | Floors | O3 | TRUE | SOUS-TOTAL ÉMISSIONS (kgCO₂e) — PLANCHERS
Range | Floors | P3 | TRUE | SOUS-TOTAL STOCKAGE (kgCO₂e) — PLANCHERS
Range | Floors | A5 |  | ENCADREMENT DE PLANCHER EN BOIS
Range | Floors | D5 |  | L’ESPACEMENT DES CHARPENTES :
Range | _Floors | B6 |  | ENCADREMENT DE PLANCHER EN BOIS
Range | Floors | B6 |  | 2x8 ENCADREMENT DE PLANCHER EN BOIS
Range | Floors | B13 |  | 2x10 ENCADREMENT DE PLANCHER EN BOIS
Range | Floors | B20 |  | 2x12 ENCADREMENT DE PLANCHER EN BOIS
Range | Floors | B27 |  | CHARPENTE EN BOIS DE TYPE SOLIVE-I
Range | _Floors | B11 |  | 9-1/2 po
Range | Floors | B37 |  | CHARPENTE À TREILLIS EN BOIS
Range | Floors | A39 |  | CHARPENTE DE PLANCHER EN ACIER
Range | Floors | D39 |  | L’ESPACEMENT DES CHARPENTES :
Range | Floors | B40 |  | SOLIVE À ÂME OUVERTE EN ACIER
Range | Floors | A42 |  | SOUS-PLANCHER
Range | Floors | A62 |  | BOIS LAMELLÉ-CROISÉ (BLC)
Range | Floors | B63 |  | SYSTÈME DE PLANCHER EN BLC
Range | Floors | C64 |  | Système de plancher BLC – 3-1/2 (90 mm) – MOYENNE
Range | Floors | A72 |  | SYSTÈME DE PLANCHER À BASE D’ARGILE
Range | Floors | B73 |  | PLANCHER DE TERRE
Range | Floors | A75 |  | PLANCHER FINI
Range | Floors | B76 |  | BOIS DUR 3/4 po
Range | Floors | C77 |  | Plancher en bois dur – MOYENNE
Range | Floors | B81 |  | REVÊTEMENT DE SOL EN LINOLÉUM
Range | Floors | C83 |  | Plancher linoléum – MOYENNE 2,5 mm
Range | Floors | C87 |  | Revêtement de sol en linoléum - MOYENNE 4 mm
Range | Floors | B90 |  | REVÊTEMENT DE SOL EN CARRELAGE
Range | _Floors | C69 |  | Revêtement de sol en carreaux de céramique – MOYENNE
Range | Floors | B92 |  | REVÊTEMENT DE SOL EN VINYLE
Range | _Floors | C75 |  | Revêtement de sol en vinyle – MOYENNE
Range | Floors | B94 |  | PLANCHER LAMELLÉ
Range | Floors | B100 |  | PLANCHER DE LIÈGE
Range | Floors | B102 |  | TAPIS
Range | Floors | B104 |  | AUTRES OPTIONS DE REVÊTEMENT DE SOL
Range | Floors | A107 |  | ISOLATION DE LA CAVITÉ DE PLANCHER
Range | Floors | B108 |  | NATTE DE FIBRE DE VERRE
Range | _Floors | D96 |  | VALEUR R :
Range | Floors | C109 |  | Natte de fibre de verre – Isolation de plancher – MOYENNE
Range | Floors | B113 |  | FIBRE DE VERRE EN VRAC
Range | _Floors | D99 |  | VALEUR R :
Range | Floors | C114 |  | Fibre de verre en vrac – Isolation du plancher – MOYENNE
Range | Floors | B119 |  | NATTE DE LAINE MINÉRALE
Range | _Floors | D105 |  | VALEUR R :
Range | Floors | C120 |  | Natte de laine minérale – Isolation du plancher – MOYENNE
Range | Floors | B127 |  | LAINE MINÉRALE EN VRAC
Range | _Floors | D113 |  | VALEUR R :
Range | Floors | B129 |  | MOUSSE À PULVÉRISER – CELLULE FERMÉE
Range | _Floors | D115 |  | VALEUR R :
Range | Floors | B132 |  | MOUSSE À PULVÉRISER – CELLULE OUVERTE
Range | _Floors | D118 |  | VALEUR R :
Range | Floors | B134 |  | ISOLATION EN CELLULOSE
Range | _Floors | D120 |  | VALEUR R :
Range | Floors | C135 |  | Cellulose – Isolation de plancher – MOYENNE
Range | Floors | B140 |  | NATTE DE FIBRES DE BOIS
Range | _Floors | D126 |  | VALEUR R :
Range | _Floors | C127 |  | Natte de fibres de bois – Isolation du plancher – MOYENNE
Range | Floors | B142 |  | AUTRES ISOLANTS EN FIBRES NATURELLES
Range | _Floors | D129 |  | VALEUR R :
Range | Floors | B148 |  | BRIQUES DE CHANVRE EN VRAC
Range | _Floors | D135 |  | VALEUR R :
Range | Floors | C149 |  | Briques de chanvre – Isolation de plancher – MOYENNE
Range | Ceilings | A1 |  | SECTION 11 ➜ COMPOSANTS ET MATÉRIAUX POUR LES
Range | Ceilings | D1 |  | PLAFONDS
Range | Ceilings | A2 | TRUE | INSTRUCTIONS : (double-cliquer) La colonne ÉMISSIONS NETTES de kgCO2e (Col. I) indique le potentiel de réchauffement planétaire (PRP) de chaque matériau sur la base des informations fournies. Vous devez spécifier la VALEUR RE, L'ÉPAISSEUR, L'ESPACE DE CADRAGE ou toute autre information requise dans les zones surlignées en JAUNE. Entrez « 1 » dans la colonne SÉLECTIONNER (Col. H) pour ajouter chaque matériau à votre bâtiment. Les émissions nettes de carbone pour le matériau sélectionné seront mises en évidence en ORANGE. Utilisez la cellule des valeurs en pourcentage (Col. G) si nécessaire pour ajuster la quantité de matériaux présents dans le bâtiment. L'empreinte carbone de chaque sélection sera ajoutée à la section TOTAL PARTIEL (en haut de la Col. M) pour cette page et pour le rapport de synthèse.
Range | Ceilings | A3 |  | CATÉGORIE
Range | Ceilings | C3 |  | MATÉRIAU
Range | Ceilings | D3 |  | QUANTITÉ
Range | Ceilings | H3 |  | SÉLECTIONNER
Range | _Ceilings | I3 | TRUE | ÉMISSIONS NETTES kgCO2e
-
Range | _Ceilings | J3 | TRUE | CONTENU DE kgCO2e DANS LE MATÉRIAU SÉLECTIONNÉ
-
Range | Ceilings | K3 | TRUE | ÉMISSIONS EN kgCO2e
-
Range | Ceilings | L3 | TRUE | STOCKAGE kgCO₂
-
Range | Ceilings | M3 | TRUE | Note
-
Range | _Ceilings | N3 | TRUE | Inclure le cycle long
-
Range | Ceilings | O3 | TRUE | SOUS-TOTAL ÉMISSIONS (kgCO₂e) — PLAFONDS
Range | Ceilings | P3 | TRUE | SOUS-TOTAL STOCKAGE (kgCO₂e) — PLAFONDS
Range | Ceilings | A5 |  | FNIS DE PLAFOND
Range | Ceilings | B6 |  | CLOISONS SÈCHES 1/2 po
Range | Ceilings | C7 |  | Cloison sèche 1/2 po – Plafonds – MOYENNE
Range | Ceilings | B10 |  | CLOISONS SÈCHES 5/8 po
Range | Ceilings | C11 |  | Cloison sèche 5/8 po – Plafonds – MOYENNE
Range | Ceilings | B15 |  | AUTRES FINIS DE PLAFOND
Range | Ceilings | A28 |  | BARRIÈRES ET MEMBRANES
Range | Ceilings | B29 |  | BARRIÈRE PLAFOND EN FEUILLE
Range | Ceilings | C30 |  | Barrière plafond en feuille – MOYENNE
Range | Roof | A1 |  | SECTION 12 ➜ COMPOSANTS ET MATÉRIAUX POUR LES
Range | Roof | D1 |  | TOITS
Range | Roof | A2 | TRUE | INSTRUCTIONS : (double-cliquer) La colonne ÉMISSIONS NETTES de kgCO2e (Col. I) indique le potentiel de réchauffement planétaire (PRP) de chaque matériau sur la base des informations fournies. Vous devez spécifier la VALEUR RE, L'ÉPAISSEUR, L'ESPACE DE CADRAGE ou toute autre information requise dans les zones surlignées en JAUNE. Entrez « 1 » dans la colonne SÉLECTIONNER (Col. H) pour ajouter chaque matériau à votre bâtiment. Les émissions nettes de carbone pour le matériau sélectionné seront mises en évidence en ORANGE. Utilisez la cellule des valeurs en pourcentage (Col. G) si nécessaire pour ajuster la quantité de matériaux présents dans le bâtiment. L'empreinte carbone de chaque sélection sera ajoutée à la section TOTAL PARTIEL (en haut de la Col. M) pour cette page et pour le rapport de synthèse.
Range | Roof | A3 |  | CATÉGORIE
Range | Roof | C3 |  | MATÉRIAU
Range | Roof | D3 |  | QUANTITÉ
Range | Roof | H3 |  | SÉLECTIONNER
Range | _Roof | I3 | TRUE | ÉMISSIONS NETTES kgCO2e
-
Range | _Roof | J3 | TRUE | CONTENU DE kgCO2e DANS LE MATÉRIAU SÉLECTIONNÉ
-
Range | Roof | K3 | TRUE | ÉMISSIONS EN kgCO2e
-
Range | Roof | L3 | TRUE | STOCKAGE kgCO₂
-
Range | Roof | M3 | TRUE | Note
-
Range | _Roof | N3 | TRUE | Inclure le cycle long
-
Range | Roof | O3 | TRUE | SOUS-TOTAL ÉMISSIONS (kgCO₂e) — TOITURE
Range | Roof | P3 | TRUE | SOUS-TOTAL STOCKAGE (kgCO₂e) — TOITURE
Range | Roof | A5 |  | TOIT À CHARPENTE EN BOIS
Range | Roof | D5 |  | L’ESPACEMENT DES CHARPENTES :
Range | _Roof | B6 |  | CHARPENTE EN BOIS
Range | Roof | B6 |  | 2x4 CHARPENTE EN BOIS
Range | Roof | B13 |  | 2x6 CHARPENTE EN BOIS
Range | Roof | B20 |  | 2x8 CHARPENTE EN BOIS
Range | Roof | B27 |  | 2x10 CHARPENTE EN BOIS
Range | Roof | B34 |  | 2x12 CHARPENTE EN BOIS
Range | Roof | B41 |  | CHARPENTE À TREILLIS EN BOIS
Range | Roof | A42 |  | Utilisez la fonction pourcentage pour ajuster le volume de bois par rapport à la conception décrite du toit.
Range | Roof | B43 |  | CHARPENTE EN BOIS DE TYPE SOLIVE-I
Range | Roof | A54 |  | TERRASSE EN TOITURE
Range | Roof | B55 |  | PRODUITS EN FEUILLE DE BOIS –1/2 po
Range | Roof | B59 |  | PRODUITS EN FEUILLE DE BOIS –5/8 po
Range | Roof | B63 |  | SYSTÈME DE REVÊTEMENT ET BARRIÈRE OSB
Range | Roof | B68 |  | PANNEAUX DE GYPSE 1/2 po
Range | Roof | A75 |  | MEMBRANE DE TOITURE
Range | Roof | B76 |  | MEMBRANE DE TOITURE
Range | Roof | B83 |  | BARRIÈRE EN FEUILLE
Range | Roof | C84 |  | Barrière en feuille – MOYENNE
Range | Roof | B92 |  | BARRIÈRE APPLIQUÉE LIQUIDE
Range | Roof | C93 |  | Barrière appliquée liquide – MOYENNE
Range | Roof | A96 |  | GRADATION DE LA TOITURE
Range | Roof | D96 |  | ESPACEMENT DES TASSEAUX
Range | _Roof | B63 |  | GRADATION DU BOIS
Range | Roof | B97 |  | 1x3 FOURURES DE BOIS
Range | Roof | B104 |  | 1x4 FOURURES DE BOIS
Range | Roof | B111 |  | 2x4 FOURURES DE BOIS
Range | Roof | A118 |  | TOITURE
Range | Roof | B119 |  | BARDEAUX D’ASPHALTE
Range | Roof | C120 |  | Bardeaux d’asphalte – Toitures – MOYENNE
Range | Roof | B134 |  | PLAQUE DE TOITURE D’ACIER
Range | _Roof | C84 |  | Plaque de toiture d’acier – toiture – MOYENNE
Range | Roof | B136 |  | PLAQUE DE TOITURE D'ALUMINIUM
Range | _Roof | C87 |  | Bardage en plaque d’aluminium – MOYENNE
Range | Roof | B138 |  | TOITURE EN FIBROCIMENT
Range | Roof | C139 |  | Bardage en fibrociment – MOYENNE
Range | Roof | B142 |  | AUTRES OPTIONS DE TOITURE
Range | Roof | A144 |  | ISOLATION DE LA CAVITÉ DE TOIT
Range | Roof | F144 |  | ISOLATION PARALLÈLE À :
Range | _Roof | I95 |  | Surface du plafond
Range | Roof | B145 |  | NATTE DE FIBRE DE VERRE
Range | Roof | C146 |  | Natte de fibre de verre – Isolation de toit – MOYENNE
Range | Roof | B150 |  | FIBRE DE VERRE EN VRAC
Range | Roof | C151 |  | Fibre de verre en vrac – Isolation du toit – MOYENNE
Range | Roof | B156 |  | NATTE DE LAINE MINÉRALE
Range | _Roof | C78 |  | Natte de laine minérale – Isolation du toit – MOYENNE
Range | Roof | B163 |  | LAINE MINÉRALE EN VRAC
Range | Roof | B165 |  | MOUSSE À PULVÉRISER – CELLULE FERMÉE
Range | Roof | B168 |  | MOUSSE À PULVÉRISER – CELLULE OUVERTE
Range | Roof | B170 |  | ISOLATION EN CELLULOSE
Range | Roof | C171 |  | Cellulose – Isolation de toit – MOYENNE
Range | Roof | B175 |  | NATTE DE FIBRES DE BOIS
Range | _Roof | C125 |  | Natte de fibres de bois – Isolation du toit – MOYENNE
Range | Roof | B177 |  | AUTRES ISOLANTS EN FIBRES NATURELLES
Range | Roof | B183 |  | BRIQUES DE CHANVRE EN VRAC
Range | Roof | C184 |  | Briques de chanvre – Isolation de toit – MOYENNE
Range | _Roof | B140 |  | ISOLATION À VALEUR R ÉLEVÉE
Range | Roof | A190 |  | ISOLATION CONTINUE TOITURE
Range | _Roof | R145 |  | BRISQUE DE CHANVRE – ISOLATION DE TOIT – MOYENNE
Range | Roof | F190 |  | ISOLATION PARALLÈLE À :
Range | _Roof | I143 |  | Surface de toit
Range | Roof | B191 |  | PANNEAU DE MOUSSE EPS
Range | Roof | C192 |  | Panneau de mousse EPS – MOYENNE
Range | Roof | B201 |  | PANNEAU DE FIBRES DE BOIS
Range | Roof | C202 |  | Panneau de fibres de bois – MOYENNE
Range | Roof | B212 |  | PANNEAU DE MOUSSE XPS
Range | Roof | C213 |  | Panneau de mousse XPS – MOYENNE
Range | Roof | B217 |  | PANNEAU DE MOUSSE POLYISOCYANURATE
Range | Roof | C218 |  | Polyisocyanurate – MOYENNE
Range | Roof | B233 |  | PANNEAU DE LAINE MINÉRALE
Range | Roof | C234 |  | Panneau de laine minérale – MOYENNE
Range | Roof | B238 |  | PANNEAU EN LIÈGE
Range | _Roof | C194 |  | Panneau de liège – MOYENNE
Range | Roof | A240 |  | PANNEAUX DE TOITURE ISOLÉS
Range | Roof | B241 |  | PANNEAU STRUCTUREL ISOLÉ –Noyau de mousse EPS avec OSB
Range | _Roof | C151 |  | Panneau structurel isolé – toiture – MOYENNE
Range | Garage | A1 |  | SECTION 13 ➜ COMPOSANTS ET MATÉRIAUX POUR LE
Range | Garage | D1 |  | GARAGE
Range | Garage | A2 | TRUE | INSTRUCTIONS : (double-cliquer) La colonne ÉMISSIONS NETTES de kgCO2e (Col. I) indique le potentiel de réchauffement planétaire (PRP) de chaque matériau sur la base des informations fournies. Vous devez spécifier la VALEUR RE, L'ÉPAISSEUR, L'ESPACE DE CADRAGE ou toute autre information requise dans les zones surlignées en JAUNE. Entrez « 1 » dans la colonne SÉLECTIONNER (Col. H) pour ajouter chaque matériau à votre bâtiment. Les émissions nettes de carbone pour le matériau sélectionné seront mises en évidence en ORANGE. Utilisez la cellule des valeurs en pourcentage (Col. G) si nécessaire pour ajuster la quantité de matériaux présents dans le bâtiment. L'empreinte carbone de chaque sélection sera ajoutée à la section TOTAL PARTIEL (en haut de la Col. M) pour cette page et pour le rapport de synthèse.
Range | Garage | A3 |  | CATÉGORIE
Range | Garage | C3 |  | MATÉRIAU
Range | Garage | D3 |  | QUANTITÉ
Range | Garage | H3 |  | SÉLECTIONNER
Range | _Garage | I3 | TRUE | ÉMISSIONS NETTES kgCO2e
-
Range | _Garage | J3 | TRUE | CONTENU DE kgCO2e DANS LE MATÉRIAU SÉLECTIONNÉ
-
Range | Garage | K3 | TRUE | ÉMISSIONS EN kgCO2e
-
Range | Garage | L3 | TRUE | STOCKAGE kgCO₂
-
Range | Garage | M3 | TRUE | Note
-
Range | _Garage | N3 | TRUE | Inclure le cycle long
-
Range | Garage | O3 | TRUE | SOUS-TOTAL ÉMISSIONS (kgCO₂e) — GARAGE
Range | Garage | P3 | TRUE | SOUS-TOTAL STOCKAGE (kgCO₂e) — GARAGE
Range | Garage | A5 |  | SEMELLES ET DALLES DU GARAGE
Range | Garage | A6 |  | BASE DE PIERRE CONCASSÉE
Range | Garage | D6 |  | ÉPAISSEUR :
Range | Garage | B7 |  | AGGRÉGAT
Range | Garage | A8 |  | Si vous ne connaissez pas l’empreinte carbone spécifique de votre agrégat, choisissez la valeur « MOYENNE ».
Range | Garage | A9 |  | PLANCHER EN DALLES DE BÉTON
Range | Garage | D9 |  | ÉPAISSEUR :
Range | Garage | B10 |  | BÉTON –25 MPa ou moins
Range | Garage | A11 |  | Les spécifications du mélange de béton font une grande différence dans l’empreinte carbone. Les spécifications du mélange présentées ici peuvent être utilisées pour discuter des options de mélange à faible teneur en carbone avec votre fournisseur.
Range | Garage | B18 |  | BÉTON –26-30 MPa
Range | Garage | A19 |  | Les spécifications du mélange de béton font une grande différence dans l’empreinte carbone. Les spécifications du mélange présentées ici peuvent être utilisées pour discuter des options de mélange à faible teneur en carbone avec votre fournisseur.
Range | Garage | A26 |  | GRILLAGE DE RENFORCEMENT DES DALLES
Range | Garage | D26 |  | SURFACE PERSONNALISÉE :
Range | Garage | B27 |  | GRILLAGE SOUDÉ
Range | Garage | A30 |  | SEMELLES, PILIERS ET SOCLES
Range | Garage | B31 |  | BÉTON –25 MPa ou moins
Range | Garage | A32 |  | Les spécifications du mélange de béton font une grande différence dans l’empreinte carbone. Les spécifications du mélange présentées ici peuvent être utilisées pour discuter des options de mélange à faible teneur en carbone avec votre fournisseur.
Range | Garage | B39 |  | BÉTON –26-30 MPa
Range | Garage | A40 |  | Les spécifications du mélange de béton font une grande différence dans l’empreinte carbone. Les spécifications du mélange présentées ici peuvent être utilisées pour discuter des options de mélange à faible teneur en carbone avec votre fournisseur.
Range | Garage | A47 |  | BARRE D’ARMATURE
Range | Garage | D47 |  | LONGUEUR ADAPTÉE :
Range | Garage | B48 |  | BARRE D’ARMATURE DE BÉTON
Range | Garage | A49 |  | Indiquez une longueur totale de barres d’armature.
Range | Garage | A54 |  | PILIERS HÉLIQUES
Range | Garage | D54 |  | LA LONGUEUR TOTALE DE TOUS LES PILIERS :
Range | Garage | B55 |  | PILIERS HÉLIQUES
Range | Garage | A56 |  | Indiquez la longueur totale de tous les piliers. Utiliser le % pour ajuster les différentes tailles de piliers.
Range | Garage | A57 |  | MURS DE FONDATION DU GARAGE
Range | Garage | A58 |  | MURS DE FONDATION EN BÉTON
Range | Garage | D58 |  | ÉPAISSEUR :
Range | Garage | B59 |  | BÉTON –25 MPa ou moins
Range | Garage | A60 |  | Les spécifications du mélange de béton font une grande différence dans l’empreinte carbone. Les spécifications du mélange présentées ici peuvent être utilisées pour discuter des options de mélange à faible teneur en carbone avec votre fournisseur.
Range | Garage | B67 |  | BÉTON –26-30 MPa
Range | Garage | A68 |  | Les spécifications du mélange de béton font une grande différence dans l’empreinte carbone. Les spécifications du mélange présentées ici peuvent être utilisées pour discuter des options de mélange à faible teneur en carbone avec votre fournisseur.
Range | Garage | A75 |  | MURS DE FONDATION EN EMB
Range | Garage | B76 |  | ÉLÉMENTS DE MAÇONNERIE EN BÉTON
Range | Garage | A77 |  | Si un coulis de béton est utilisé dans le mur en EMB, utilisez la zone du mur en béton pour spécifier la quantité de remplissage en béton utilisée dans les EMB.
Range | Garage | C77 |  | Murs en EMB 8 po creux, sans coulis – MOYENNE
Range | Garage | A84 |  | ÉLÉMENTS STRUCTURELS LOURDS DU GARAGE
Range | Garage | A85 |  | CHARPENTE EN BOIS MASSIF
Range | Garage | B86 |  | BOIS MASSIF
Range | Garage | A87 |  | Utilisez la fonction % si plusieurs types de bois massifs sont utilisés.
Range | Garage | C87 |  | Charpente lourde en bois – MOYENNE
Range | Garage | A106 |  | COMPOSANTS LOURDS EN ACIER
Range | Garage | B107 |  | POTEAUX ET POUTRES EN ACIER
Range | Garage | A108 |  | Choisissez le menu de section poutre d’acier et saisissez le nombre de mètres linéaires pour chaque type de composant, car les valeurs ne proviennent pas de la feuille de saisie utilisateur.
Range | _Garage | C102 |  | Poutre en acier section W – MOYENNE
Range | Garage | A118 |  | MURS EXTÉRIEURS DU GARAGE
Range | Garage | A119 |  | CONSTRUCTION EN BOIS
Range | Garage | D119 |  | L’ESPACEMENT DES CHARPENTES :
Range | _Garage | B119 |  | CONSTRUCTION EN BOIS
Range | _Garage | B123 |  | 2x4 double
Range | Garage | B120 |  | 2x4 CONSTRUCTION EN BOIS
Range | Garage | B127 |  | 2x6 CONSTRUCTION EN BOIS
Range | Garage | B134 |  | 2x8 CONSTRUCTION EN BOIS
Range | Garage | B141 |  | 2x4 DOUBLE CONSTRUCTION EN BOIS
Range | Garage | A148 |  | CONSTRUCTION À CHARPENTE EN ACIER
Range | Garage | D148 |  | L’ESPACEMENT DES CHARPENTES :
Range | Garage | B149 |  | CHARPENTE D’ACIER, 2x6
Range | Garage | A150 |  | Utilisez la fonction % pour vous adapter aux autres calibres des goujons en acier.
Range | Garage | C150 |  | Charpente en acier – porteur – MOYENNE
Range | Garage | B154 |  | CHARPENTE D’ACIER, 2x4
Range | Garage | C155 |  | Charpente en acier – murs intérieurs – MOYENNE
Range | Garage | A156 |  | Utilisez la fonction % pour vous adapter aux différents calibres des goujons en acier.
Range | Garage | A158 |  | PANNEAUX STRUCTURAUX
Range | Garage | B159 |  | PANNEAU À COPEAUX ORIENTÉS
Range | Garage | B168 |  | SYSTÈME DE REVÊTEMENT ET BARRIÈRE OSB
Range | Garage | B173 |  | CONTREPLAQUÉ
Range | Garage | B183 |  | PANNEAUX STRUCTURAUX EN GYPSE
Range | Garage | A190 |  | MURS EXTÉRIEURS EN EMB
Range | Garage | B191 |  | EMB DE 8 po
Range | Garage | C192 |  | Éléments de maçonnerie en béton (EMB) – MOYENNE
Range | Garage | A193 |  | Utilisez la fonction % pour régler d’autres épaisseurs de EMB.
Range | Garage | A199 |  | ISOLATION DE LA CAVITÉ D’UN MUR DE GARAGE EXTÉRIEUR
Range | Garage | G199 |  | (Ne comprend pas la surface du mur d’attache, spécifiée séparément dans la section ci-dessous)
Range | Garage | B200 |  | NATTE DE FIBRE DE VERRE
Range | Garage | C201 |  | Natte en fibre de verre – MOYENNE
Range | Garage | B205 |  | FIBRE DE VERRE SOUFFLÉE
Range | Garage | C206 |  | Fibre de verre en vrac – MOYENNE
Range | Garage | B211 |  | NATTE DE LAINE MINÉRALE
Range | Garage | B218 |  | LAINE MINÉRALE EN VRAC
Range | Garage | B220 |  | ISOLATION EN CELLULOSE
Range | Garage | C221 |  | Cellulose – MOYENNE
Range | Garage | B225 |  | NATTE DE FIBRES DE BOIS
Range | Garage | C226 |  | Natte de fibres de bois – MOYENNE
Range | Garage | B229 |  | AUTRES ISOLANTS EN FIBRES NATURELLES
Range | Garage | B234 |  | MOUSSE À PULVÉRISER – CELLULE FERMÉE
Range | Garage | B237 |  | MOUSSE À PULVÉRISER – CELLULE OUVERTE
Range | Garage | B239 |  | BRIQUES DE CHANVRE
Range | Garage | C240 |  | Briques de chanvre – MOYENNE
Range | Garage | A248 |  | ISOLATION RIGIDE DU MUR EXTÉRIEUR DE GARAGE
Range | Garage | G248 |  | (Ne comprend pas la zone du mur d’attache)
Range | Garage | B249 |  | PANNEAU DE MOUSSE EPS
Range | Garage | C250 |  | Panneau de mousse EPS – MOYENNE
Range | Garage | B259 |  | PANNEAU DE FIBRES DE BOIS
Range | Garage | C260 |  | Panneau de fibres de bois – MOYENNE
Range | Garage | B270 |  | PANNEAU DE MOUSSE XPS
Range | Garage | C271 |  | Panneau de mousse XPS – MOYENNE
Range | Garage | B275 |  | PANNEAU DE MOUSSE POLYISOCYANURATE
Range | Garage | C276 |  | Polyisocyanurate – MOYENNE
Range | Garage | B280 |  | PANNEAU DE LAINE MINÉRALE
Range | Garage | C281 |  | Panneau de laine minérale – MOYENNE
Range | Garage | B286 |  | PANNEAU FIBRE DE VERRE
Range | _Garage | C265 |  | Panneau de fibre de verre – MOYENNE
Range | Garage | B288 |  | PANNEAU EN LIÈGE
Range | _Garage | C268 |  | Panneau de liège – MOYENNE
Range | Garage | A290 |  | ISOLATION DES MURS DE L’ANNEXE DU GARAGE
Range | Garage | A291 |  | ISOLATION DES CAVITÉS DES MURS DE L’ANNEXE DU GARAGE
Range | Garage | B292 |  | NATTE DE FIBRE DE VERRE
Range | Garage | C293 |  | Natte en fibre de verre – MOYENNE
Range | Garage | B297 |  | FIBRE DE VERRE SOUFFLÉE
Range | Garage | C298 |  | Fibre de verre en vrac – MOYENNE
Range | Garage | B301 |  | NATTE DE LAINE MINÉRALE
Range | Garage | B308 |  | ISOLATION EN CELLULOSE
Range | Garage | C309 |  | Cellulose – MOYENNE
Range | Garage | B313 |  | NATTE DE FIBRES DE BOIS
Range | _Garage | C292 |  | Natte de fibres de bois – MOYENNE
Range | Garage | B315 |  | AUTRES ISOLANTS EN FIBRES NATURELLES
Range | Garage | B319 |  | MOUSSE À PULVÉRISER – CELLULE FERMÉE
Range | Garage | B322 |  | MOUSSE À PULVÉRISER – CELLULE OUVERTE
Range | Garage | B324 |  | BRIQUES DE CHANVRE
Range | Garage | C325 |  | Briques de chanvre – MOYENNE
Range | Garage | A328 |  | REVÊTEMENT DE GARAGE
Range | Garage | A329 |  | BARDAGE EXTÉRIEUR
Range | Garage | B330 |  | BRIQUE
Range | Garage | B338 |  | BARDAGE EN BOIS
Range | Garage | B346 |  | FIBROCIMENT
Range | Garage | C347 |  | Bardage en fibrociment – MOYENNE
Range | Garage | B354 |  | REVÊTEMENT EN VINYLE
Range | Garage | B356 |  | REVÊTEMENT EN POLYPROPYLÈNE
Range | _Garage | C331 |  | Revêtement en polypropylène – MOYENNE
Range | Garage | B358 |  | BARDAGE EN PANNEAUX D’ACIER
Range | Garage | C359 |  | Bardage en panneaux d’acier – MOYENNE
Range | Garage | B366 |  | BARDAGE EN PANNEAUX D’ALUMINIUM
Range | Garage | C367 |  | Bardage en panneaux d’aluminium – MOYENNE
Range | Garage | B370 |  | FINITIONS EN PLÂTRE
Range | Garage | B375 |  | BARDAGE EN BOIS D'INGÉNIERIE
Range | Garage | A381 |  | Tasseau pour écran de pluie
Range | Garage | D381 |  | ESPACEMENT DES TASSEAUX
Range | Garage | B382 |  | 1x4 TASSEAU POUR ÉCRAN DE PLUIE
Range | Garage | B389 |  | 2x4 TASSEAU POUR ÉCRAN DE PLUIE
Range | Garage | A396 |  | REVÊTEMENT INTÉRIEUR pour les MURS DE GARAGE
Range | Garage | B397 |  | CLOISONS SÈCHES 1/2 po
Range | Garage | C398 |  | Cloison sèche 1/2 po typique – Revêtement intérieur pour murs extérieurs - MOYENNE
Range | Garage | B401 |  | CLOISONS SÈCHES 5/8 po
Range | Garage | C402 |  | Gypse 5/8" typique – Parement intérieur pour murs extérieurs – MOYENNE
Range | Garage | B406 |  | AUTRES MATÉRIAUX DE BARDAGE
Range | Garage | A419 |  | FENÊTRES DU GARAGE
Range | Garage | A420 |  | FENÊTRES À DOUBLE VITRAGE
Range | Garage | A425 |  | FENÊTRES – FABRICANTS SPÉCIFIQUES
Range | Garage | A436 |  | PLAFOND DU GARAGE
Range | Garage | A437 |  | REVÊTEMENT DU PLAFOND DU GARAGE
Range | Garage | B438 |  | CLOISONS SÈCHES 1/2 po
Range | Garage | C439 |  | Cloison sèche 1/2 po – Plafonds – MOYENNE
Range | Garage | B442 |  | CLOISONS SÈCHES 5/8 po
Range | Garage | C443 |  | Cloison sèche 5/8 po – Plafonds – MOYENNE
Range | Garage | B446 |  | AUTRES FINIS DE PLAFOND
Range | Garage | A458 |  | TOIT DU GARAGE
Range | Garage | A459 |  | CONSTRUCTION EN BOIS
Range | Garage | D459 |  | L’ESPACEMENT DES CHARPENTES :
Range | Garage | B460 |  | 2x4 CHARPENTE EN BOIS
Range | Garage | B467 |  | 2x6 CHARPENTE EN BOIS
Range | Garage | B474 |  | 2x8 CHARPENTE EN BOIS
Range | Garage | B481 |  | 2x10 CHARPENTE EN BOIS
Range | Garage | B488 |  | 2x12 CHARPENTE EN BOIS
Range | _Garage | B413 |  | CHARPENTE EN BOIS
Range | Garage | B495 |  | CHARPENTE À TREILLIS EN BOIS
Range | Garage | B497 |  | CHARPENTE EN BOIS DE TYPE SOLIVE-I
Range | Garage | A508 |  | TERRASSE EN TOITURE
Range | Garage | B509 |  | PRODUITS EN FEUILLE DE BOIS –5/8 po
Range | Garage | B513 |  | PANNEAUX DE GYPSE 1/2 po
Range | Garage | A520 |  | MEMBRANE DE TOITURE
Range | Garage | B521 |  | MEMBRANE DE TOITURE
Range | Garage | B528 |  | BARRIÈRE EN FEUILLE
Range | Garage | C529 |  | Barrière en feuille – MOYENNE
Range | Garage | B537 |  | BARRIÈRE APPLIQUÉE LIQUIDE
Range | Garage | C538 |  | Barrière appliquée liquide – MOYENNE
Range | Garage | A541 |  | GRADATION DE LA TOITURE
Range | Garage | D541 |  | ESPACEMENT DES TASSEAUX
Range | Garage | B542 |  | 1x3 FOURURES DE BOIS
Range | Garage | B549 |  | 1x4 FOURURES DE BOIS
Range | Garage | B556 |  | 2x4 FOURURES DE BOIS
Range | _Garage | B449 |  | GRADATION DU BOIS
Range | Garage | A563 |  | TOITURE
Range | Garage | B564 |  | BARDEAUX D’ASPHALTE
Range | Garage | C565 |  | Bardeaux d’asphalte – Toitures – MOYENNE
Range | Garage | B579 |  | PLAQUE DE TOITURE D’ACIER
Range | Garage | C580 |  | Plaque de toiture d’acier – toiture – MOYENNE
Range | Garage | B587 |  | PLAQUE DE TOITURE D'ALUMINIUM
Range | Garage | C588 |  | Bardage en plaque d’aluminium – MOYENNE
Range | Garage | B591 |  | TOITURE EN FIBROCIMENT
Range | Garage | C592 |  | Bardage en fibrociment – MOYENNE
Range | Garage | B595 |  | AUTRES OPTIONS DE TOITURE
Range | User-Defined | A1 |  | SECTION 14 ➜ COMPOSANTS ET MATÉRIAUX POUR LES
Range | User-Defined | E1 |  | MATÉRIAUX DÉFINIS PAR L’UTILISATEUR
Range | User-Defined | B2 | TRUE | INSTRUCTIONS POUR L'UTILISATION D'UN MATÉRIEL DE BASE DE DONNÉES EXISTANT : << double-cliquer >> - Sélectionner le matériel à partir de la cellule ayant le MENU DÉROULANT JAUNE PÂLE (colonne C) qui correspond à l'unité de mesure du matériel (volume, aire, longueur ou valeur R et aire) - Entrez tous les renseignements requis dans les cellules JAUNE FONCÉ pour cette ligne, y compris « 1 »dans la colonne de sélection. - Si vous ajoutez de l'isolation, entrer sa VALEUR R (unités I-P) totale dans la colonne B, et l'aire de surface dans la colonne D. - Pour ajouter un matériau à une section spécifique, utilisez la liste déroulante de la colonne A.
Range | User-Defined | F2 | TRUE | INSTRUCTIONS POUR AJOUTER UN MATÉRIAU QUI NE FIGURE PAS DANS LA BASE DE DONNÉES : (l'utilisateur doit avoir tous les renseignements requis en main) Dans une ligne dont la catégorie est PERSONNALISÉ, ENTREZ LES DONNÉES REQUISES dans tous les champs JAUNE FONCÉ (CATÉGORIE, MATÉRIAU, QUANTITÉ, UNITÉ, % D'ÉMISSIONS KGCO2e, STOCKAGE DE kgCO2e). - Utilisez uniquement les valeurs A1-A3 des DEP. - Le fait de changer le nom de la catégorie ne déplace pas l'entrée vers un autre total de section de bâtiment.
Range | User-Defined | P2 | TRUE | Mise en garde : Toute option définie par l'utilisateur qui n'a pas été validée et approuvée réduira la fiabilité des résultats.
Range | User-Defined | A3 |  | CATÉGORIE
Range | User-Defined | D3 |  | MATÉRIAU
Range | User-Defined | E3 |  | QUANTITÉ
Range | User-Defined | F3 |  | UNITÉ
Range | User-Defined | I3 |  | SÉLECTIONNER
Range | _User-Defined | J3 | TRUE | ÉMISSIONS NETTES kgCO2e
-
Range | _User-Defined | K3 | TRUE | CONTENU DE kgCO2e DANS LE MATÉRIAU SÉLECTIONNÉ
-
Range | User-Defined | L3 | TRUE | ÉMISSIONS EN kgCO2e
-
Range | User-Defined | M3 | TRUE | STOCKAGE kgCO₂
-
Range | User-Defined | N3 | TRUE | Note
-
Range | _User-Defined | O3 | TRUE | Inclure le cycle long
-
Range | User-Defined | P3 | TRUE | SOUS-TOTAL ÉMISSIONS (kgCO₂e) — MATÉRIAUX DÉFINIS PAR L’UTILISATEUR
Range | User-Defined | Q3 | TRUE | SOUS-TOTAL STOCKAGE (kgCO₂e) — MATÉRIAUX DÉFINIS PAR L’UTILISATEUR
Range | User-Defined | A5 |  | MATÉRIAUX DE LA BASE DE DONNÉES EXISTANTE
Range | User-Defined | C6 |  | MATÉRIAUX PAR VOLUME
Range | User-Defined | B7 |  | VOLUME
Range | User-Defined | B8 |  | VOLUME
Range | User-Defined | B9 |  | VOLUME
Range | User-Defined | C10 |  | MATÉRIAUX PAR SURFACE
Range | User-Defined | B11 |  | SURFACE
Range | User-Defined | B12 |  | SURFACE
Range | User-Defined | B13 |  | SURFACE
Range | User-Defined | C14 |  | MATÉRIAUX PAR LONGUEUR
Range | User-Defined | B15 |  | LONGUEUR
Range | User-Defined | B16 |  | LONGUEUR
Range | User-Defined | B17 |  | LONGUEUR
Range | User-Defined | C18 |  | MATÉRIAUX PAR SUPERFICIE ET VALEUR R
Range | User-Defined | A22 |  | MATÉRIAUX PERSONNALISÉS DÉFINIS PAR L’UTILISATEUR
- | _User-Defined | B23 | Ignore this row | Bardage
- | _User-Defined | B24 | Ignore this row | Défini par l’utilisateur
- | _User-Defined | B25 | Ignore this row | Défini par l’utilisateur
- | _User-Defined | B26 | Ignore this row | Défini par l’utilisateur
- | _User-Defined | B27 | Ignore this row | Défini par l’utilisateur
Range | User-Defined | B28 | TRUE | Note : Les matériaux définis par l'utilisateur seront répertoriés séparément dans les rapports de synthèse.
Range | REVIEW | A1 |  | SECTION 12 ➜ EXAMEN
Range | REVIEW | C1 |  | MATÉRIAUX SÉLECTIONNÉS
Range | REVIEW | A2 |  | SECTION
Range | REVIEW | B2 |  | CATÉGORIE
Range | REVIEW | C2 |  | MATÉRIAU
Range | _REVIEW | D2 | TRUE | EMPREINTE CARBONE NETTE [kg CO2e]
Range | REVIEW | E2 | TRUE | ÉMISSIONS DE CARBONE [kg CO2e]
Range | REVIEW | F2 | TRUE | STOCKAGE [kg CO2é]
Range | _REVIEW | G2 | TRUE | STOCKAGE CYCLE LONG [kg CO2é]
Range | REVIEW | H2 |  | Quantité
Range | RESULTS | A2 |  | Estimateur d'émissions de carbone des matériaux (E2CM)
Range | RESULTS | I2 |  | Estimations d’émissions de carbone du projet
Range | RESULTS | B3 |  | RÉSUMÉ DU PROJET
Range | RESULTS | F5 |  | Projet :
Range | RESULTS | F6 |  | Évaluateur :
Range | RESULTS | F7 |  | Lieu :
Range | RESULTS | F8 |  | Description de la maison :
Range | RESULTS | F9 |  | Taille du bâtiment :
Range | RESULTS | F10 |  | Notes au projet :
Shape | RESULTS | Rectangle 3 |  | Photo ou image du projet ici (Insérer -> Images)
Range | RESULTS | F12 |  | Émissions provenant de matériaux
Range | RESULTS | J12 |  | Émissions opérationnelles
Range | _RESULTS | F13 | TRUE | Émissions de carbone tonnes CO2é
Range | RESULTS | F13 | TRUE | Émissions de carbone tonnes CO2é
Range | _RESULTS | G13 | TRUE | Stockage tonnes CO2
Range | RESULTS | G13 | TRUE | Stockage tonnes CO2
Range | RESULTS | J13 | TRUE | tonnes CO2e / an
Range | RESULTS | K13 | TRUE | t CO2e / 30 ans
Range | RESULTS | B14 | TRUE | IMC par superficie chauffée :
Range | RESULTS | D14 | TRUE | kg CO2/m² scc
Range | RESULTS | B15 |  | IMC par chambre :
Range | RESULTS | D15 | TRUE | Tonnes CO2é par chambre
-
Range | RESULTS | J17 |  | Charge de base exclue ?
Range | RESULTS | B18 |  | RECOMMANDATIONS
Range | RESULTS | B19 |  | L’utilisateur ou le conseiller en carbone incorporé doit fournir ici ses recommandations…
Range | RESULTS | B21 |  | DIRECTIVES NATIONALES DU CANADA POUR L’ACV DU BÂTIMENT ENTIER
Range | RESULTS | B23 |  | Les résultats du MCE2 ont pour but d’informer la conception et/ou de satisfaire les exigences, si celles-ci indiquent clairement que le E2CM est un outil acceptable. Les résultats du E2CM ne constituent pas une déclaration de performance telle que définie par la norme ISO 14044 ni ne sont destinés à soutenir des assertions comparatives selon les définitions de l’ISO 14044.
Range | RESULTS | B27 |  | Nom du commissaire de l’évaluation :
Range | RESULTS | B28 |  | Nom(s) de l’évaluateur/des évaluateurs :
Range | RESULTS | B29 |  | Qualification(s) de l’évaluateur/des évaluateurs :
Range | RESULTS | B30 |  | Date de l’évaluation :
Range | RESULTS | B31 |  | Vérification :
Range | RESULTS | B32 |  | Nom et contact du vérificateur :
Range | RESULTS | B33 |  | Équivalent fonctionnel :
Range | RESULTS | B34 |  | Si autre, veuillez définir :
Range | RESULTS | B35 |  | Unités de référence : Voir les informations du projet ci-dessus
Range | RESULTS | B36 |  | Limites du système : Les résultats de l’ACV incluent les modules A1-A3 (analyse du berceau à la porte). Tous les autres modules non déclarés
Range | RESULTS | B37 |  | Période d’étude de référence : Pré-construction et/ou seulement à la fin de la construction
Range | RESULTS | B38 |  | Portée du modèle du bâtiment : Matériaux seulement pour les catégories de produits listées dans E2CM
Range | RESULTS | B39 |  | Sources de données : DEP de type III ou comme noté à la colonne M
Range | RESULTS | B40 |  | Émissions différées : Les effets climatiques des émissions différées provenant du carbone biogénique n’incluent pas les impacts potentiels du carbone libéré en fin de vie du produit.
Range | _RESULTS | B18 | Ignore this translation (this cell is deleted) | CALENDRIER D’ÉMISSION DU PROJET
Range | _RESULTS | B28 | Ignore this translation (this cell is deleted) | Informations sur le tableau
Range | _RESULTS | B29 | TRUE - Ignore this translation (this cell is deleted) | Note : Dans les réseaux électrique à faible intensité de carbone, les utilisateurs de E2CM devraient envisager des mesures d'efficacité énergétique afin de réduire les charges globales sur les réseaux locaux et régionaux. Le tableau des émissions cumulées de carbone offre une vue simplifiée de l'impact climatique de la fabrication des matériaux et des opérations de construction pour les 30 premières années. Ce tableau doit être utilisé comme un guide pour orienter les efforts de réduction du carbone, plutôt que comme un modèle prédictif des émissions futures. Il existe plusieurs inconnues qui peuvent entraîner des écarts par rapport à ce modèle, dont certaines sont décrites ci-dessous. Notes sur la simplification des hypothèses - Seules les émissions de carbone des matériaux de construction neufs du berceau à la porte sont modélisées. De manière réaliste, il y aurait des fluctuations dans le carbone matériel en raison des rénovations, de l'entretien, de la décomposition du matériel, etc. - Les émissions de carbone opérationnelles, la ligne grise, augmentent au même rythme annuel. Cela aussi, en réalité, variera d'une année à l'autre et surtout à mesure que le bâtiment vieillit. - Les émissions de GES associées aux combustibles et à la production d'électricité (par province ou territoire) sont des valeurs invariables. On peut raisonnablement s'attendre à ce que ces valeurs évoluent dans le temps.
Range | RESULTS | B75 |  | Les utilisateurs peuvent ajuster les facteurs d’émission utilisés pour calculer les émissions opérationnelles associées à la maison selon différentes hypothèses.
Range | RESULTS | B76 |  | 1 – Facteurs d’émission HOT2000 v.12.13
Range | RESULTS | B77 |  | 2 – Facteurs d’émission NBC 2025
Range | RESULTS | B78 |  | 3 – Les utilisateurs peuvent modifier ces valeurs en saisissant manuellement les facteurs d’émission régionaux fournis par l’Autorité compétente dans les cellules ci-dessus.
Range | RESULTS | B79 |  | Notes :
Range | RESULTS | B80 |  | Dans les réseaux à faible intensité d’émissions de carbone, les utilisateurs de MCE2 devraient envisager des mesures d’efficacité énergétique pour réduire les charges globales sur les réseaux électriques locaux et régionaux.
Range | RESULTS | B81 |  | Seules les émissions de carbone des matériaux du berceau à la porte sont modélisées pour les nouveaux éléments de construction. E2CM ne prend pas en compte le carbone des matériaux sur la durée de vie du bâtiment en raison de rénovations, d’entretien, de remplacement ou d’autres facteurs.
Range | RESULTS | B82 |  | Les émissions opérationnelles GES fournies sont des estimations seulement. Plusieurs facteurs affecteront les émissions réelles de la maison, surtout dans des réseaux mixtes où divers combustibles sont utilisés ou lorsque de l’énergie est importée d’autres administrations pour combler les pics de demande.
Range | RESULTS | B87 |  | Résultats des émissions de carbone du projet
Range | RESULTS | B88 |  | PAR ÉLÉMENT DE LA MAISON
Range | RESULTS | B106 |  | 7 MATÉRIAUX LES PLUS INTENSIFS EN CARBONE
Range | RESULTS | B108 |  | Classement
Range | RESULTS | C108 | TRUE | kg CO2e
Range | RESULTS | E108 |  | Section
Range | RESULTS | G108 |  | Matériau
Range | RESULTS | B117 |  | 3 MATÉRIAUX AVEC LA PLUS GRANDE CAPACITÉ DE STOCKAGE DU CARBONE
Range | RESULTS | B118 |  | Classement
Range | RESULTS | C118 | TRUE | kg CO2e
Range | RESULTS | E118 |  | Section
Range | RESULTS | G118 |  | Matériau
Shape | RESULTS | Rounded Rectangle 1 |  | Enregistrer ce scénario
Shape | _RESULTS | Group 4,Rectangle 35 | Shape inside another | Intensité de carbone des matériaux, kg CO2/m2
Chart | RESULTS | Chart 55 | Title | Émissions de carbone cumulatives
Chart | RESULTS | Chart 55 | Y-Axis Label | Potentiel de réchauffement de la planète (PRP), tonnes CO2e
Chart | RESULTS | Chart 55 | X-Axis Label | Années
Chart | RESULTS | Chart 11 | Y-Axis Label | Émissions de carbone des matériaux, kg CO2e
Shape | RESULTS | Group 5,Rectangle 7 | Shape inside another | Intensité carbone des matériaux, kg CO2/m²
Shape | RESULTS | Group 18,Rectangle 19 | Shape inside another | HOT2000
Shape | RESULTS | Group 18,Rectangle 20 | Shape inside another | Électricité (g CO2é/kWh)
Shape | RESULTS | Group 18,Rectangle 21 | Shape inside another | Gaz naturel (g CO2é/m³)
Shape | RESULTS | Group 18,Rectangle 24 | Shape inside another | Mazout (g CO2é/L)
Shape | RESULTS | Group 18,Rectangle 25 | Shape inside another | Propane (g CO2é/L)
Shape | RESULTS | Group 18,Rectangle 28 | Shape inside another | Bois (g CO2é/kg)
Shape | RESULTS | Group 30,Rectangle 31 | Shape inside another | CNB 2025
Shape | RESULTS | Group 30,Rectangle 32 | Shape inside another | Électricité (g CO2é/kWh)
Shape | RESULTS | Group 30,Rectangle 33 | Shape inside another | Gaz naturel (g CO2é/m³)
Shape | RESULTS | Group 30,Rectangle 36 | Shape inside another | Mazout (g CO2é/L)
Shape | RESULTS | Group 30,Rectangle 37 | Shape inside another | Propane (g CO2é/L)
Shape | RESULTS | Group 30,Rectangle 40 | Shape inside another | Bois (g CO2é/kg)
Shape | RESULTS | Group 42,Rectangle 43 | Shape inside another | Remplacement par utilisateur
Shape | RESULTS | Group 42,Rectangle 44 | Shape inside another | Électricité (g CO2é/kWh)
Shape | RESULTS | Group 42,Rectangle 45 | Shape inside another | Gaz naturel (g CO2é/m³)
Shape | RESULTS | Group 42,Rectangle 48 | Shape inside another | Mazout (g CO2é/L)
Shape | RESULTS | Group 42,Rectangle 49 | Shape inside another | Propane (g CO2é/L)
Shape | RESULTS | Group 42,Rectangle 52 | Shape inside another | Bois (g CO2é/kg)
Shape | SCENARIOS | btn_reset_1 |  | Réinitialiser le calculateur
Shape | SCENARIOS | btn_delete_1 |  | Supprimer le scénario
Shape | SCENARIOS | btn_reset_all |  | Recalculer tous les scénarios
Range | SCENARIOS | C2 |  | Scénarios d’émissions de carbone du projet
Range | SCENARIOS | C3 |  | Comment utiliser cet onglet :
Range | SCENARIOS | E3 |  | 1. Les utilisateurs peuvent enregistrer des scénarios sur cette page afin de comparer les résultats générés par la calculatrice.
Range | SCENARIOS | E4 |  | 2. Toutes les données associées aux scénarios sauvegardés peuvent être réintroduites dans la feuille de calcul.
Range | SCENARIOS | E5 |  | 3. Pour remplir un scénario dans l’outil d’estimation, les utilisateurs peuvent le sélectionner en cliquant sur le bouton vert intitulé « Calculateur de repos » sur la gauche.
Range | SCENARIOS | E6 |  | 4. Les utilisateurs peuvent établir des scénarios personnalisés et les appliquer à différentes maisons en chargeant une nouvelle géométrie dans la FICHE D’ENTRÉE DE L’UTILISATEUR et en cliquant sur le bouton bleu à gauche intitulé « Recalculer tous les scénarios ».
Range | SCENARIOS | E7 |  | 5 . Cela permettra de calculer les nouvelles valeurs associées à la géométrie mise à jour pour chaque scénario sauvegardé ci-dessous.
Range | SCENARIOS | B10 |  | Notes
Range | SCENARIOS | B11 | TRUE | MCE Total (tonnes CO2e)
Range | SCENARIOS | B12 | TRUE | Carbone intrinsèque par m2 (kg CO2e / m2)
Range | _SCENARIOS | B13 |  | Élec. kWh/an
Range | SCENARIOS | B13 |  | Élec. kWh/an (Consommation)
Range | SCENARIOS | B14 |  | Élec. kWh/an (Charge de base)
Range | SCENARIOS | B15 |  | Élec. kWh/an (Génération)
Range | SCENARIOS | B16 | TRUE | Gaz nat. m3/an
Range | _SCENARIOS | B15 |  | Élec. kWh/an
Range | SCENARIOS | B17 |  | Propane, l/an
Range | SCENARIOS | B18 |  | Mazout, l/an
Range | SCENARIOS | B19 |  | Bois, kg/an
Range | SCENARIOS | B20 |  | Exclure la charge de base pour le CNB
Range | SCENARIOS | B21 |  | Province
Range | SCENARIOS | B24 | TRUE | Semelles et dalles (kg CO2e)
Range | SCENARIOS | B25 | TRUE | Murs de fondation (kg CO2e)
Range | SCENARIOS | B26 | TRUE | Éléments structurels (kg CO2e)
Range | SCENARIOS | B27 | TRUE | Murs extérieurs (kg de CO2e/m2)
Range | SCENARIOS | B28 | TRUE | Systèmes de murs extérieurs (kg CO2e)
Range | SCENARIOS | B29 | TRUE | Murs mitoyens (kg CO2e)
Range | SCENARIOS | B30 | TRUE | Bardage (kg de CO2e)
Range | SCENARIOS | B31 | TRUE | Fenêtre (kg de CO2e)
Range | SCENARIOS | B32 | TRUE | Murs intérieurs (kg CO2e)
Range | SCENARIOS | B33 | TRUE | Plancher (kg de CO2e)
Range | SCENARIOS | B34 | TRUE | Plafond (kg de CO2e)
Range | SCENARIOS | B35 | TRUE | Toit (kg de CO2e)
Range | SCENARIOS | B36 | TRUE | Garage (kg de CO2e)
Range | SCENARIOS | B37 | TRUE | Défini par l’utilisateur (kg CO2e)
Range | Dropdown Lists | A1 |  | Épaisseur
Range | Dropdown Lists | B1 |  | Espacement
Range | Dropdown Lists | C1 |  | Espacement des solives en acier
Range | Dropdown Lists | D1 |  | Isolation de la toiture parallèle au...
Range | Dropdown Lists | E1 |  | Options définies par l’utilisateur : VOLUME – m3
Range | Dropdown Lists | F1 |  | Options définies par l’utilisateur : AIRE DE SURFACE – m2
Range | Dropdown Lists | G1 |  | Options définies par l’utilisateur : Longueur – m
Range | Dropdown Lists | H1 |  | Options définies par l’utilisateur : Valeur R et aire – m2 – RTS
Range | Dropdown Lists | J1 |  | O/ N?
Range | Dropdown Lists | A2 |  | po
Range | Dropdown Lists | D2 |  | Surface de toit
Range | Dropdown Lists | J2 |  | Oui
Range | Dropdown Lists | D3 |  | Surface du plafond
Range | Dropdown Lists | J3 |  | Non
Range | Data | A1 |  | SECTION
Range | Data | B1 |  | COMPOSANT
Range | Data | C1 |  | MATÉRIAU
Range | Data | H1 |  | Indice de rang
Range | Data | K1 |  | Articles sélectionnés
Range | Data | L1 |  | CLASSEMENT
Range | Data | M1 |  | CARBONE NET
Range | Data | N1 |  | ONGLET
Range | Data | O1 |  | SECTION
Range | Data | P1 |  | MATÉRIAU
Range | Data | R1 |  | Année
Range | Data | S1 |  | Matériaux
Range | Data | T1 |  | Opérations
Range | Data | U1 |  | Total
Range | Data | W3 |  | Émissions
Range | Data | X3 |  | Barre d’émissions
Range | Data | Y3 |  | Échelle d’indicateur
Range | Data | Z3 |  | Limite inférieure
Range | Data | AC1 |  | Année
Range | Data | AD1 |  | Matériaux
Range | Data | AE1 |  | Électricité
Range | Data | AF1 |  | Gaz naturel
Range | Data | AG1 |  | Mazout
Range | Data | AH1 |  | Propane
Range | Data | AI1 |  | Bois
Range | Data | AA3 |  | Limite supérieure
Range | Data | L10 |  | Valeurs les moins négatives
Range | Data | N15 |  | Section
Range | Data | O15 | TRUE | Carbone intrinsèque [kg CO2e]
- | _Data | K16 | Ignore this cell of the Data sheet | Semelles et dalles
- | _Data | K17 | Ignore this cell of the Data sheet | Murs de fondation
- | _Data | K18 | Ignore this cell of the Data sheet | Éléments structuraux
- | _Data | K19 | Ignore this cell of the Data sheet | Murs extérieurs
- | _Data | K20 | Ignore this cell of the Data sheet | Système de murs extérieurs
- | _Data | K21 | Ignore this cell of the Data sheet | Murs mitoyens
- | _Data | K22 | Ignore this cell of the Data sheet | Bardage
- | _Data | K23 | Ignore this cell of the Data sheet | Fenêtres
- | _Data | K24 | Ignore this cell of the Data sheet | Murs intérieurs
- | _Data | K25 | Ignore this cell of the Data sheet | Plancher
- | _Data | K26 | Ignore this cell of the Data sheet | Plafonds
- | _Data | K27 | Ignore this cell of the Data sheet | Toit
- | _Data | K28 | Ignore this cell of the Data sheet | Garage
- | _Data | K29 | Ignore this cell of the Data sheet | Défini par l’utilisateur
Range | Data | N30 |  | TOTAL
Range | Composite Master Sheet | A1 |  | Produit composite
Range | Composite Master Sheet | B1 |  | Émissions composites co2
Range | Composite Master Sheet | C1 |  | Stockage composite CO2/m2
Range | Composite Master Sheet | D1 |  | Unité
Range | Composite Master Sheet | E1 |  | Matériau 1
Range | Composite Master Sheet | F1 |  | Unité entrante
Range | Composite Master Sheet | G1 |  | Émission M1
Range | Composite Master Sheet | H1 |  | Stockage M1
Range | Composite Master Sheet | I1 |  | Matériau 2
Range | Composite Master Sheet | J1 |  | Unité entrante
Range | Composite Master Sheet | K1 |  | Émission M2
Range | Composite Master Sheet | L1 |  | Stockage M2
Range | Composite Master Sheet | M1 |  | Matériau 3
Range | Composite Master Sheet | N1 |  | Unité entrante
Range | Composite Master Sheet | O1 |  | Émission M3
Range | Composite Master Sheet | P1 |  | Stockage M3
Range | Composite Master Sheet | Q1 |  | Matériel 4
Range | Composite Master Sheet | R1 |  | Unité entrante
Range | Composite Master Sheet | S1 |  | Émission M4
Range | Composite Master Sheet | T1 |  | Stockage M4
Range | Composite Master Sheet | U1 |  | Matériau 5
Range | Composite Master Sheet | V1 |  | Unité entrante
Range | Composite Master Sheet | W1 |  | Émission M5
Range | Composite Master Sheet | X1 |  | Stockage
Range | Composite Master Sheet | Y1 |  | Notes
Range | Composite Master Sheet | Z1 |  | Identifiant de produit de matériau 1
Range | Composite Master Sheet | AA1 |  | Identifiant de produit de matériau 2
Range | Composite Master Sheet | AB1 |  | Identifiant de produit de matériau 3
Range | Composite Master Sheet | AC1 |  | Identifiant de produit de matériau 4
Range | Composite Master Sheet | AD1 |  | Identifiant de produit de matériau 5
Range | Composite Master Sheet | A2 |  | Mousse EPS CBI R-23, 2 feuilles de 2,75 po @ R4/po. @ R4/in., barre d’armature 15M (le noyau de béton de 6 po doit être ajouté séparément)
Range | _Composite Master Sheet | A3 | This product is archived | PANNEAU STRUCTUREL ISOLÉ –R23 6,5 po – EPS 5,5 po @ R4/po, 2 feuilles d’OSB de 1/2 pouce
Range | _Composite Master Sheet | A4 | This product is archived | PANNEAU STRUCTUREL ISOLÉ –R 30,25 po – EPS 7,25 po @ R4/po, 2 feuilles d’OSB de 1/2 pouce
Range | _Composite Master Sheet | A5 | This product is archived | PANNEAU STRUCTUREL ISOLÉ –R38 10,5 po – EPS 9,5 po @ R4/po, 2 feuilles d’OSB de 1/2 pouce
Range | _Composite Master Sheet | A6 | This product is archived | PANNEAU STRUCTUREL ISOLÉ –R48 12-7/8 po – EPS 11,875 po @ R4/po, 2 feuilles d’OSB de 1/2 pouce
Range | Composite Master Sheet | A7 |  | CIF en copeaux de bois et ciment 12 po R-22 avec INSERTS EN LAINE MINÉRALE, (3 po @ R4.2/pouce), BARRE D’ARMATURE 15M
Range | Composite Master Sheet | A8 |  | CIF en copeaux de bois et ciment 14 po R-28 avec INSERTS EN LAINE MINÉRALE, (5 po @ R4.2/pouce), BARRE D’ARMATURE 15M
Range | Composite Master Sheet | A9 |  | CIF en copeaux de bois et ciment 12 po R-21 avec INSERTS EN PANNEAU DE LIÈGE, (3 po @ R4.2/pouce), BARRE D’ARMATURE 15M
Range | Composite Master Sheet | A10 |  | CIF en copeaux de bois et ciment 14 po R-27 avec INSERTS EN PANNEAU DE LIÈGE, (5 po @ R4.2/pouce), BARRE D’ARMATURE 15M
Range | Composite Master Sheet | A11 |  | FONDATION EN BOIS TRAITÉ –charpente 2x8 à 16 po OC, revêtement en contreplaqué de 3/4 po.
Range | Composite Master Sheet | A12 |  | CADRE EN BOIS avec INFILLON DE BALLES DE FER – 14 po R-46, double 2x4 @ 30 po o/c
Range | Master sheet | A1 |  | Produit
Range | Master sheet | B1 |  | Matériau
Range | Master sheet | C1 |  | Société (Commissaire DEP)
Range | Master sheet | D1 |  | Marque
Range | Master sheet | E1 |  | Caractéristiques techniques
Range | Master sheet | F1 |  | No CSI
Range | Master sheet | G1 |  | Catégorie
Range | Master sheet | H1 |  | Notes
Range | Master sheet | I1 |  | Pays de fabrication
Range | Master sheet | J1 |  | RNCan
Range | Master sheet | K1 |  | DEP déclaré kgCO2e/unité
Range | Master sheet | L1 |  | Unités DEP kgCO2e par
Range | Master sheet | M1 |  | Émissions communes kgCO2e/unité
Range | Master sheet | N1 |  | Unités : kgCO2e par
Range | Master sheet | O1 |  | No DEP
Range | Master sheet | P1 |  | Organisme de vérification
Range | Master sheet | Q1 |  | Année d’exp.
Range | Master sheet | R1 |  | Densité
Range | Master sheet | S1 |  | Unités
Range | Master sheet | T1 |  | Facteurs additionnels
Range | Master sheet | U1 |  | Unités
Range | Master sheet | V1 |  | Valeur R/po
Range | Master sheet | W1 |  | Cond. thermiques
Range | Master sheet | X1 |  | Unités
Range | Master sheet | Y1 |  | Facteur de carbone biogénique
Range | Master sheet | Z1 |  | % Teneur en carbone (kgC/kg)
Range | Master sheet | AA1 |  | Stockage biogénique kgCO2/unité
Range | Master sheet | AB1 |  | Unités : kgCO2e par
Range | Master sheet | AC1 |  | Facteur de stockage WWF kgCO2/kgC
Range | Master sheet | AD1 |  | Teneur en carbone kgC/unité
Range | Master sheet | AE1 |  | Unités
Range | Master sheet | AF1 |  | CO2 biogénique en kg – valeur C complète
Range | Master sheet | AG1 |  | Hauteur (m)
Range | Master sheet | AH1 |  | Longueur (m)
Range | Master sheet | AI1 |  | Largeur (m)
Range | Master sheet | AJ1 |  | Volume unitaire (m3)
Range | Master sheet | AK1 |  | Unités/m2
Range | Master sheet | AL1 |  | Identifiant de produit
Range | Master sheet | AP1 | qqq | Notre DEP
Range | Master sheet | B2 |  | Traitement du bois par ACQ
Range | Master sheet | B3 |  | Block d’adobe
Range | Master sheet | D3 |  | Mur de bloc de 8 pi
Range | Master sheet | E3 |  | Moyenne des produits fabriqués sur place et en usine (Chypre)
Range | Master sheet | B4 |  | Couverture d’aérogel
Range | Master sheet | C4 |  | Aspen Aerogels
Range | Master sheet | E4 |  | R 9,6/pouce, couverture blanche/grise
Range | Master sheet | B5 |  | Agrégat
Range | Master sheet | E5 |  | Moyenne des agrégats de construction (gravier et sable)
Range | Master sheet | B14 |  | Bardeaux d’asphalte
Range | Master sheet | C14 |  | Association des fabricants de toitures en asphalte
Range | Master sheet | D14 |  | Bardeaux d’asphalte fibre de verre
Range | Master sheet | B15 |  | Bardeaux d’asphalte
Range | Master sheet | C15 |  | Malarkey Roofing
Range | Master sheet | D15 |  | Ecoasis NEX
Range | Master sheet | B16 |  | Bardeaux d’asphalte
Range | Master sheet | C16 |  | Malarkey Roofing
Range | Master sheet | D16 |  | Ecoasis Premium
Range | Master sheet | B17 |  | Bardeaux d’asphalte
Range | Master sheet | C17 |  | Malarkey Roofing
Range | Master sheet | D17 |  | Dura-Seal
Range | Master sheet | B18 |  | Bardeaux d’asphalte
Range | Master sheet | C18 |  | Malarkey Roofing
Range | Master sheet | D18 |  | Highlander NEX
Range | Master sheet | B19 |  | Bardeaux d’asphalte
Range | Master sheet | C19 |  | Malarkey Roofing
Range | Master sheet | D19 |  | Legacy
Range | Master sheet | B20 |  | Bardeaux d’asphalte
Range | Master sheet | C20 |  | Malarkey Roofing
Range | Master sheet | D20 |  | Vista
Range | Master sheet | B21 |  | Bardeaux d’asphalte
Range | Master sheet | C21 |  | Malarkey Roofing
Range | Master sheet | D21 |  | Windsor
Range | Master sheet | B22 |  | Bardeaux d’asphalte
Range | Master sheet | C22 |  | GAF
Range | Master sheet | D22 |  | Timberline
Range | Master sheet | E22 |  | Timberline
Range | Master sheet | B23 |  | Bardeaux d’asphalte
Range | Master sheet | C23 |  | Owens Corning
Range | Master sheet | D23 |  | Durée
Range | Master sheet | B24 |  | Bardeaux d’asphalte
Range | Master sheet | C24 |  | Owens Corning
Range | Master sheet | D24 |  | Oakridge
Range | Master sheet | B25 |  | Bardeaux d’asphalte
Range | Master sheet | C25 |  | Owens Corning
Range | Master sheet | D25 |  | Supreme
Range | Master sheet | B27 |  | Contreplaqué de bambou
Range | Master sheet | C27 |  | Smith & Fong
Range | Master sheet | D27 |  | Plyboo
Range | Master sheet | B28 |  | Contreplaqué de bambou
Range | Master sheet | C28 |  | Smith & Fong
Range | Master sheet | D28 |  | Plyboo
Range | Master sheet | E28 |  | 3/4" (19 mm)
Range | Master sheet | B29 |  | Tuile BioBased
Range | Master sheet | C29 |  | Armstrong
Range | Master sheet | D29 |  | Tuile BioBased
Range | Master sheet | E29 |  | Non-PVC avec liant polyester BioStride, Striations BBT et Migrations BBT
Range | Master sheet | B32 |  | Brique, argile
Range | Master sheet | C32 |  | Mutual Materials
Range | Master sheet | D32 |  | Brique de paremen (moyenne d’usine)
Range | Master sheet | E32 |  | 3-5/8 po x 2-3/4 po x 7-5/8 po (92 x 70 x 194 mm), mortier de 3/8 po inclus3-5/8 po x 2-3/4 po x 7-5/8 po (92 x 70 x 194 mm) avec mortier de 3/8 po
Range | Master sheet | B33 |  | Brique, argile
Range | Master sheet | C33 |  | Mutual Materials
Range | Master sheet | D33 |  | Brique mince de parement, usine Columbia
Range | Master sheet | E33 |  | 2-1/2" x 5/8" x 7-1/2" (64 x 16 x 190 mm) incl. 3/8" de mortier
Range | Master sheet | B34 |  | Brique, argile
Range | Master sheet | C34 |  | Interstate
Range | Master sheet | D34 |  | Brique moyenne de façade
Range | Master sheet | E34 |  | 3-5/8 po x 2-3/4 po x 7-5/8 po (92 x 70 x 194 mm), mortier de 3/8 po inclus3-5/8 po x 2-3/4 po x 7-5/8 po (92 x 70 x 194 mm) avec mortier de 3/8 po
Range | Master sheet | B35 |  | Brique, argile
Range | Master sheet | C35 |  | Interstate
Range | Master sheet | D35 |  | Brique moyenne mince de façade
Range | Master sheet | E35 |  | 3-9/16 po x 5/8 po x 11-5/8 po (90 x 16 mm x 295) avec mortier de 3/8 po.
Range | Master sheet | B36 |  | Brique, argile, générique modulaire
Range | Master sheet | C36 |  | Association de l’industrie de la brique
Range | Master sheet | D36 |  | Moyenne de l’industrie États-Unis–Canada
Range | Master sheet | E36 |  | 3-5/8 po x 2-3/4 po x 7-5/8 po, avec mortier de 3/8 po
Range | Master sheet | B37 |  | Brique, argile
Range | Master sheet | C37 |  | Association de l’industrie de la brique
Range | Master sheet | D37 |  | Moyenne de l’industrie États-Unis–Canada
Range | Master sheet | B38 |  | Tapis
Range | Master sheet | E38 |  | Moyenne de 150 échantillons dans la base de données EC3
Range | Master sheet | B39 |  | Tapis
Range | Master sheet | D39 |  | Réalisable à partir d’EC3
Range | Master sheet | E39 |  | Réalisable à partir de 150 échantillons dans la base de données EC3
Range | Master sheet | B40 |  | Tapis
Range | Master sheet | D40 |  | Conservateur à partir d’EC3
Range | Master sheet | E40 |  | Conservateur à partir de 150 échantillons dans la base de données EC3
Range | Master sheet | B42 |  | Tapis
Range | Master sheet | C42 |  | Interface
Range | Master sheet | D42 |  | Cquest BioX
Range | Master sheet | E42 |  | 1,5 mm Tapis à dalles modulaires
Range | Master sheet | B43 |  | Bardeaux/bardeaux en fentes en cèdre
Range | Master sheet | E43 |  | couverture 3/4 po.
Range | Master sheet | B44 |  | Bardage de cèdre
Range | Master sheet | C44 |  | Association du bois de cèdre rouge de l’Ouest
Range | Master sheet | E44 |  | Planches 1 x 6
Range | Master sheet | B45 |  | Cellulose – Natte
Range | Master sheet | C45 |  | CMS
Range | Master sheet | D45 |  | EcoCell
Range | Master sheet | E45 |  | R 3,6/po
Range | Master sheet | B46 |  | Cellulose – paquet dense
Range | Master sheet | D46 |  | Inclus : AFT, Applegate, Can-Cell, Cell-Pak, Cleanfiber, Climatizer, Fiberlite, Igloo, ICC, Mason City, Nu-Wool, Soprema, Thermo-Kool
Range | Master sheet | E46 |  | R 3,7/po
Range | Master sheet | B47 |  | Cellulose en vrac
Range | Master sheet | D47 |  | Inclus : AFT, Applegate, Can-Cell, Cell-Pak, Cleanfiber, Climatizer, Fiberlite, Igloo, ICC, Mason City, Nu-Wool, Soprema, Thermo-Kool
Range | Master sheet | E47 |  | R 3,7/po
Range | Master sheet | B48 |  | Cellulose – appliquée par pulvérisation
Range | Master sheet | C48 |  | International Cellulose Corp.
Range | Master sheet | D48 |  | K-13, ThermoCon
Range | Master sheet | E48 |  | R 3,75/po
Range | Master sheet | B49 |  | Panneau de ciment 1/2 po
Range | Master sheet | C49 |  | USG
Range | Master sheet | D49 |  | Durock (132)
Range | Master sheet | B50 |  | Panneau de ciment 1/2 po
Range | Master sheet | C50 |  | USG
Range | Master sheet | D50 |  | Durock (133)
Range | Master sheet | B52 |  | Mortier de ciment, carreaux
Range | Master sheet | C52 |  | Conseil du carrelage d’Amérique du Nord
Range | Master sheet | D52 |  | Inclut les fabricants : Ardex, Bostik, Cemenquin/Cement Pro LLC, Crest, Custom Building Products, HB Fuller, Interceramic, Laticrete, Mapei, Parex, Schluter
Range | Master sheet | E52 |  | Moyenne de l’industrie. Comprend les mortiers de ciment à prise sèche, à prise sèche modifiée et à prise sèche modifiée améliorée.
Range | Master sheet | B53 |  | Carreaux en céramique
Range | Master sheet | C53 |  | Crossville
Range | Master sheet | D53 |  | Porcelaine
Range | Master sheet | E53 |  | Grade standard
Range | Master sheet | B56 |  | Carreaux en céramique
Range | Master sheet | C56 |  | Conseil du carrelage d’Amérique du Nord
Range | Master sheet | D56 |  | Moyenne de l’industrie. Comprend les carreaux de porcelaine, les carreaux pressés, les mosaïques et les carreaux de carrière.
Range | Master sheet | E56 |  | 18,8 kg/m2
Range | Master sheet | B57 |  | Plâtre d’argile
Range | Master sheet | C57 |  | Mélangé sur site
Range | Master sheet | E57 |  | 15 mm
Range | Master sheet | B58 |  | Tuiles en terre cuite
Range | Master sheet | C58 |  | HISPALYT
Range | Master sheet | B61 |  | EMB –légers
Range | Master sheet | C61 |  | Brampton Brick (Boehmers)
Range | Master sheet | D61 |  | Bloc CarboClave 8"
Range | Master sheet | E61 |  | 8 x 8 x 16
Range | Master sheet | B63 |  | EMB –légers
Range | Master sheet | C63 |  | Association canadienne des fabricants de maçonnerie de béton, région de l’Est
Range | Master sheet | D63 |  | Blocs légers de 8 po
Range | Master sheet | E63 |  | Bloc 15 MPa, 390 x 190 x 190 mm
Range | Master sheet | B64 |  | EMB –légers
Range | Master sheet | C64 |  | Association canadienne des fabricants de maçonnerie de béton, région de l’Ouest
Range | Master sheet | D64 |  | Blocs légers de 8 po
Range | Master sheet | E64 |  | Bloc 15 MPa, 390 x 190 x 190 mm
Range | Master sheet | B68 |  | EMB –poids normal
Range | Master sheet | C68 |  | Association canadienne des fabricants de maçonnerie de béton, région de l’Est
Range | Master sheet | D68 |  | Blocs de poids normal de 8 po
Range | Master sheet | E68 |  | Bloc 15 MPa, 390 x 190 x 190 mm
Range | Master sheet | B69 |  | EMB –poids normal
Range | Master sheet | C69 |  | Association canadienne des fabricants de maçonnerie de béton, région de l’Ouest
Range | Master sheet | D69 |  | Blocs de poids normal de 8 po
Range | Master sheet | E69 |  | Bloc 15 MPa, 390 x 190 x 190 mm
Range | Master sheet | B72 |  | EMB –poids normal
Range | Master sheet | C72 |  | Brampton Brick (Boehmers)
Range | Master sheet | D72 |  | Bloc CarboClave 8"
Range | Master sheet | E72 |  | 8 x 8 x 16
Range | Master sheet | B73 |  | EMB –Terre battue
Range | Master sheet | C73 |  | Watershed Materials
Range | Master sheet | D73 |  | Bloc Watershed
Range | Master sheet | B74 |  | EMB –Terre battue
Range | Master sheet | C74 |  | Watershed Materials
Range | Master sheet | D74 |  | ZeroBlock Watershed
Range | Master sheet | B75 |  | Plancher de terre
Range | Master sheet | C75 |  | Fabriqué sur le site
Range | Master sheet | E75 |  | 3 po torchis, 1 po plâtre d’argile
Range | Master sheet | B76 |  | Mur de torchis
Range | Master sheet | C76 |  | Mélangé sur site
Range | Master sheet | E76 |  | 18 po (457 mm) épaisseur moyenne
Range | Master sheet | B77 |  | Bloc de terre comprimée
Range | Master sheet | C77 |  | Fabriqué en usine
Range | Master sheet | D77 |  | Stabilisé avec 6,5 % de CHN
Range | Master sheet | E77 |  | 31,5 x 6 x 2,75 po (300 x 150 x 70 mm)
Range | Master sheet | B78 |  | Panneau de paille comprimée
Range | Master sheet | C78 |  | Stramit
Range | Master sheet | D78 |  | Planche de 60 mm
Range | Master sheet | E78 |  | R 3,9/po
Range | Master sheet | B79 |  | Béton
Range | Master sheet | C79 |  | Butler Concrete
Range | Master sheet | D79 |  | Moyenne de 19 mélanges différents de 25 MPa
Range | Master sheet | B80 |  | Béton – 0-25 MPa, référence moyenne de l’industrie
Range | Master sheet | C80 |  | CRMCA
Range | Master sheet | D80 |  | Moy. can.
Range | Master sheet | B81 |  | Béton – 0-25 MPa, 0-14 % FA/SL, GU
Range | Master sheet | C81 |  | CRMCA
Range | Master sheet | D81 |  | Moy. can.
Range | Master sheet | B82 |  | Béton – 0-25 MPa, 15-29 % de cendres volantes, GU
Range | Master sheet | C82 |  | CRMCA
Range | Master sheet | D82 |  | Moy. can.
Range | Master sheet | B83 |  | Béton – 0-25 MPa, 30-40 % de cendres volantes, GU
Range | Master sheet | C83 |  | CRMCA
Range | Master sheet | D83 |  | Moy. can.
Range | Master sheet | B84 |  | Béton – 0-25 MPa, 25-34 % de scories, GU
Range | Master sheet | C84 |  | CRMCA
Range | Master sheet | D84 |  | Moy. can.
Range | Master sheet | B85 |  | Béton – 0-25 MPa, 35-50 % de scories, GU
Range | Master sheet | C85 |  | CRMCA
Range | Master sheet | D85 |  | Moy. can.
Range | Master sheet | B86 |  | Béton – 26-30 MPa, moyenne de référence canadienne
Range | Master sheet | C86 |  | CRMCA
Range | Master sheet | D86 |  | Moy. can.
Range | Master sheet | B87 |  | Béton – 26-30 MPa, 0-14 % FA/SL, GU
Range | Master sheet | C87 |  | CRMCA
Range | Master sheet | D87 |  | Moy. can.
Range | Master sheet | B88 |  | Béton – 26-30 MPa, 15-29 % de cendres volantes, GU
Range | Master sheet | C88 |  | CRMCA
Range | Master sheet | D88 |  | Moy. can.
Range | Master sheet | B89 |  | Béton – 26-30 MPa, 30-40 % de cendres volantes, GU
Range | Master sheet | C89 |  | CRMCA
Range | Master sheet | D89 |  | Moy. can.
Range | Master sheet | B90 |  | Béton – 26-30 MPa, 25-34 % de scories, GU
Range | Master sheet | C90 |  | CRMCA
Range | Master sheet | D90 |  | Moy. can.
Range | Master sheet | B91 |  | Béton – 26-30 MPa, 35-50 % de scories, GU
Range | Master sheet | C91 |  | CRMCA
Range | Master sheet | D91 |  | Moy. can.
Range | Master sheet | B92 |  | Béton – 31-35 MPa, moyenne de référence canadienne
Range | Master sheet | C92 |  | CRMCA
Range | Master sheet | D92 |  | Moy. can.
Range | Master sheet | B93 |  | Béton – 31-35 MPa, 0-14 % FA/SL, GU
Range | Master sheet | C93 |  | CRMCA
Range | Master sheet | D93 |  | Moy. can.
Range | Master sheet | B94 |  | Béton – 31-35 MPa, 15-29 % de cendres volantes, GU
Range | Master sheet | C94 |  | CRMCA
Range | Master sheet | D94 |  | Moy. can.
Range | Master sheet | B95 |  | Béton – 31-35 MPa, 30-40 % de cendres volantes, GU
Range | Master sheet | C95 |  | CRMCA
Range | Master sheet | D95 |  | Moy. can.
Range | Master sheet | B96 |  | Béton – 31-35 MPa, 25-34 % de scories, GU
Range | Master sheet | C96 |  | CRMCA
Range | Master sheet | D96 |  | Moy. can.
Range | Master sheet | B97 |  | Béton – 31-35 MPa, 35-50 % de scories, GU
Range | Master sheet | C97 |  | CRMCA
Range | Master sheet | D97 |  | Moy. can.
Range | Master sheet | B98 |  | Béton – 20 MPa, mélange standard
Range | Master sheet | C98 |  | NRMCA
Range | Master sheet | D98 |  | Moy. É.-U.
Range | Master sheet | B99 |  | Béton – 20 MPa, 20-30 % de cendres volantes
Range | Master sheet | C99 |  | NRMCA
Range | Master sheet | D99 |  | Moy. É.-U.
Range | Master sheet | B100 |  | Béton – 20 MPa, 30-40 % FA/SL
Range | Master sheet | C100 |  | NRMCA
Range | Master sheet | D100 |  | Moy. É.-U.
Range | Master sheet | B101 |  | Béton – 20 MPa mélange 40-50 % FA/SL
Range | Master sheet | C101 |  | NRMCA
Range | Master sheet | D101 |  | Moy. É.-U.
Range | Master sheet | B102 |  | Béton – 20 MPa, >50 % de mélange SCM
Range | Master sheet | C102 |  | NRMCA
Range | Master sheet | D102 |  | Moy. É.-U.
Range | Master sheet | B104 |  | Isolation en panneaux de liège
Range | Master sheet | C104 |  | Amorim
Range | Master sheet | D104 |  | Panneau isolant en liège expansé (ICB)
Range | Master sheet | E104 |  | R3,6-pouce, 115 kg/m3
Range | Master sheet | B106 |  | Plancher de liège
Range | Master sheet | C106 |  | Institut européen des fabricants de revêtements de sol résilients
Range | Master sheet | D106 |  | Inclus : Altro, Amorim, Amtico, Artigo, Aspecta, BeauFlor, Dickson, Mflor, Forbo, Gerflor, IVC, Nora, Polyflor, Tarkett, Kahrs, Windmoller
Range | Master sheet | E106 |  | Carreaux de sol en liège
Range | Master sheet | B108 |  | Bois lamellé-croisé (CLT)
Range | Master sheet | C108 |  | Nordic
Range | Master sheet | D108 |  | X- Lam
Range | Master sheet | E108 |  | 3-1/2 po (90 mm) d’épaisseur
Range | Master sheet | B109 |  | Bois lamellé-croisé (CLT)
Range | Master sheet | C109 |  | Element5
Range | Master sheet | D109 |  | Crosslam CLT
Range | Master sheet | E109 |  | 3-1/2 po (90 mm) d’épaisseur
Range | Master sheet | B110 |  | Bois lamellé-croisé (CLT)
Range | Master sheet | C110 |  | Kalesnikoff Lumber Co.
Range | Master sheet | E110 |  | 3-1/2 po (90 mm) d’épaisseur
Range | Master sheet | B111 |  | Bois lamellé-croisé (CLT)
Range | Master sheet | C111 |  | Nordic
Range | Master sheet | D111 |  | Nordic Lam
Range | Master sheet | E111 |  | 3-1/2 po (90 mm) d’épaisseur
Range | Master sheet | B112 |  | Bois lamellé-croisé (CLT)
Range | Master sheet | C112 |  | Vaagen Timbers
Range | Master sheet | D112 |  | Crosslam CLT
Range | Master sheet | E112 |  | 3-1/2 po (90 mm) d’épaisseur
Range | Master sheet | B113 |  | Bois lamellé-croisé (CLT)
Range | Master sheet | C113 |  | Structurlam
Range | Master sheet | D113 |  | CrossLam
Range | Master sheet | E113 |  | 3-1/2 po (90 mm) d’épaisseur
Range | Master sheet | B114 |  | Dowel Laminated Timber
Range | Master sheet | C114 |  | StructureCraft
Range | Master sheet | D114 |  | DowelLam
Range | Master sheet | E114 |  | 3-1/2 po (90 mm) d’épaisseur
Range | Master sheet | B118 |  | Cloisons sèches 1/2 po
Range | Master sheet | C118 |  | Pabco
Range | Master sheet | D118 |  | QuietRock
Range | Master sheet | E118 |  | QuietRock 1/2 po
Range | Master sheet | B119 |  | Cloisons sèches 5/8 po
Range | Master sheet | D119 |  | Inclus : American Gypsum, CertainTeed, Continental, Georgia-Pacific, National Gypsum, Pabco, USG, CGC
Range | Master sheet | B121 |  | Cloisons sèches 5/8 po
Range | Master sheet | C121 |  | USG
Range | Master sheet | D121 |  | Sheetrock Brand EcoSmart Firecode X
Range | Master sheet | E121 |  | 5/8'' type X
Range | Master sheet | B122 |  | Membrane d’étanchéité EPDM
Range | Master sheet | C122 |  | SPRI
Range | Master sheet | B125 |  | Panneau en mousse EPS
Range | Master sheet | C125 |  | EPS Industry Alliance
Range | Master sheet | E125 |  | R 3,6/po, Type I, 10 psi (70 kPa)
Range | Master sheet | B126 |  | Panneau en mousse EPS
Range | Master sheet | C126 |  | EPS Industry Alliance
Range | Master sheet | E126 |  | R 4,0/po, Type II, 15 psi (100 kPa)
Range | Master sheet | B127 |  | Panneau en mousse EPS
Range | Master sheet | C127 |  | EPS Industry Alliance
Range | Master sheet | E127 |  | R 4,2/po, Type IX, 25 psi (170 kPa)
Range | Master sheet | B128 |  | Panneau en mousse EPS
Range | Master sheet | C128 |  | EPS Industry Alliance
Range | Master sheet | E128 |  | R 4,3/po, Type XV, 60 psi (400 kPa)
Range | Master sheet | B131 |  | Panneau de mousse EPS avec graphite
Range | Master sheet | C131 |  | BASF
Range | Master sheet | D131 |  | Neopor F 5200 Plus
Range | Master sheet | E131 |  | R 4,7-pouce, Type IX, 25 psi
Range | Master sheet | B132 |  | Panneau de mousse EPS avec graphite
Range | Master sheet | C132 |  | BASF
Range | Master sheet | D132 |  | Neopor F 5200 & F 5300 Plus BMB
Range | Master sheet | E132 |  | R 4,7/pouce, Type II, 15 psi (Type 2, 110 kPa)
Range | Master sheet | B133 |  | Panneau de mousse EPS avec graphite
Range | Master sheet | C133 |  | BASF
Range | Master sheet | D133 |  | Neopor F 5200 & F 5300 Plus BMB
Range | Master sheet | E133 |  | R 4,7/po, Type IX, 25 psi (Type 9, 175 kPa)
Range | Master sheet | B134 |  | Panneau de mousse EPS avec graphite
Range | Master sheet | C134 |  | BASF
Range | Master sheet | D134 |  | Neopor F 5200 Plus
Range | Master sheet | E134 |  | R 4,7/pouce, Type II, 15 psi (Type 2, 110 kPa)
Range | Master sheet | B135 |  | Toiture en fibrociment
Range | Master sheet | C135 |  | Cembrit
Range | Master sheet | D135 |  | Tôles ondulées
Range | Master sheet | E135 |  | 6,5 mm
Range | Master sheet | B136 |  | Toiture en fibrociment
Range | Master sheet | C136 |  | Cembrit
Range | Master sheet | D136 |  | Ardoises
Range | Master sheet | E136 |  | 4 mm
Range | Master sheet | B140 |  | Natte en fibre de verre
Range | Master sheet | C140 |  | CertainTeed
Range | Master sheet | D140 |  | Isolation durable
Range | Master sheet | E140 |  | R 3,6/po
Range | Master sheet | B143 |  | Natte en fibre de verre
Range | Master sheet | C143 |  | Johns Manville
Range | Master sheet | D143 |  | Non revêtus, ComfortTherm, Cavity-SHIELD, FSK-25
Range | Master sheet | E143 |  | R 3,4/po
Range | Master sheet | B144 |  | Natte en fibre de verre
Range | Master sheet | C144 |  | NAIMA
Range | Master sheet | E144 |  | R 4,4/po
Range | Master sheet | B145 |  | Isolant en matelas et rouleau de fibre de verre
Range | Master sheet | C145 |  | Owens Corning
Range | Master sheet | D145 |  | Non revêtus, PINK Next Gen Fiberglas
Range | Master sheet | E145 |  | R 3,6/po moy.
Range | Master sheet | B146 |  | Fibre de verre en vrac
Range | Master sheet | C146 |  | CertainTeed
Range | Master sheet | D146 |  | InsulSafe, Optima, TruComfort
Range | Master sheet | E146 |  | R 2,6/po
Range | Master sheet | B149 |  | Fibre de verre en vrac
Range | Master sheet | C149 |  | Owens Corning
Range | Master sheet | D149 |  | AttiCat, ProCat, ProPink
Range | Master sheet | E149 |  | R 3,28/po
Range | Master sheet | B150 |  | Fibre de verre en vrac
Range | Master sheet | C150 |  | NAIMA
Range | Master sheet | D150 |  | Inclut : CertainTeed, Inc. Saint-Gobin, Johns Manville, Knauf Insulation North America, Owens Corning
Range | Master sheet | E150 |  | R 2,2/po
Range | Master sheet | B155 |  | Panneau de mousse de verre
Range | Master sheet | C155 |  | Pittsburgh Corning Europe
Range | Master sheet | D155 |  | FOAMGLAS T4+
Range | Master sheet | E155 |  | R 3,5/po
Range | Master sheet | B157 |  | Panneau de mousse de verre
Range | Master sheet | C157 |  | Pittsburgh Corning Europe
Range | Master sheet | D157 |  | FOAMGLAS F
Range | Master sheet | E157 |  | R 2,9/po
Range | Master sheet | B158 |  | Panneau de mousse de verre
Range | Master sheet | C158 |  | Pittsburgh Corning Europe
Range | Master sheet | D158 |  | FOAMGLAS S3
Range | Master sheet | E158 |  | R 3,2/po
Range | Master sheet | B159 |  | Panneau de mousse de verre
Range | Master sheet | C159 |  | Pittsburgh Corning Europe
Range | Master sheet | D159 |  | FOAMGLAS T3+
Range | Master sheet | E159 |  | R 4,0/po
Range | Master sheet | B160 |  | Bois lamellé-collé
Range | Master sheet | C160 |  | Conseil Américain et canadien du bois
Range | Master sheet | B161 |  | Bois lamellé-collé
Range | Master sheet | C161 |  | Structurlam
Range | Master sheet | D161 |  | Glulam Plus
Range | Master sheet | E161 |  | 3-1/2 po (90 mm) d’épaisseur
Range | Master sheet | B162 |  | Bois lamellé-collé (Glulam)
Range | Master sheet | C162 |  | Vaagen Timbers
Range | Master sheet | E162 |  | Colville, WA
Range | Master sheet | B163 |  | Bois lamellé-collé (Glulam)
Range | Master sheet | C163 |  | Kalesnikoff Lumber Co.
Range | Master sheet | E163 |  | CB
Range | Master sheet | B164 |  | Bois lamellé-collé (Glulam)
Range | Master sheet | C164 |  | Western Archrib
Range | Master sheet | E164 |  | Manitoba
Range | Master sheet | B165 |  | Bois lamellé-collé (Glulam)
Range | Master sheet | C165 |  | Western Archrib
Range | Master sheet | E165 |  | Alberta
Range | Master sheet | B166 |  | Bois lamellé-collé (Glulam)
Range | Master sheet | C166 |  | Element5
Range | Master sheet | E166 |  | Ontario
Range | Master sheet | B168 |  | Panneaux de gypse – matelas de verre
Range | Master sheet | C168 |  | Association du gypse
Range | Master sheet | D168 |  | Moyenne de l'industrie nord-américaine
Range | Master sheet | B169 |  | Panneaux de gypse – matelas de verre
Range | Master sheet | C169 |  | Georgia-Pacific
Range | Master sheet | D169 |  | DensGlass Sheathing
Range | Master sheet | B170 |  | Panneaux de gypse – matelas de verre
Range | Master sheet | C170 |  | USG
Range | Master sheet | D170 |  | Securock ExoAir 430
Range | Master sheet | B172 |  | Plancher en bois dur
Range | Master sheet | C172 |  | mafi
Range | Master sheet | D172 |  | Planches de bois dur naturel
Range | Master sheet | E172 |  | 3/4 po, massif laminé 3 plis, préfini à l’huile
Range | Master sheet | B174 |  | Plancher en bois dur
Range | Master sheet | C174 |  | NWFA et Association des bois durs décoratifs
Range | Master sheet | D174 |  | Plancher de bois massif
Range | Master sheet | B175 |  | Plancher en bois dur
Range | Master sheet | C175 |  | Wickham
Range | Master sheet | D175 |  | Bois franc massif
Range | Master sheet | B176 |  | Piliers héliques
Range | Master sheet | C176 |  | Générique
Range | Master sheet | E176 |  | Tuyau nominal 3 po, 3,5 x 3/16 po (89 x 5,5 mm), hélice 10 po, acier galvanisé Sched 40 STD
Range | Master sheet | B178 |  | Natte de fibres de chanvre
Range | Master sheet | C178 |  | NaturFibre
Range | Master sheet | D178 |  | Laine de chanvre
Range | Master sheet | E178 |  | R 3,7/po
Range | Master sheet | B182 |  | Béton de chanvre / Coffrage sur place
Range | Master sheet | C182 |  | IsoHemp
Range | Master sheet | D182 |  | Europe
Range | Master sheet | E182 |  | R 2,1/po
Range | Master sheet | B183 |  | Bloc de béton de chanvre
Range | Master sheet | C183 |  | Isohemp
Range | Master sheet | D183 |  | Bloc Chanvre PAL36EX y compris mortier / 600 x 300 x 360 mm
Range | Master sheet | E183 |  | R 2/po
Range | Master sheet | B184 |  | Bloc de béton de chanvre
Range | Master sheet | C184 |  | Senini
Range | Master sheet | D184 |  | Blocco Ambiente / 200 x 500 x 300 mm / 330 kg/m3
Range | Master sheet | E184 |  | R 2,1/po
Range | Master sheet | B185 |  | Béton de chanvre / Coffrage sur place
Range | Master sheet | C185 |  | Senini
Range | Master sheet | D185 |  | Bio Béton Jet / 230 kg/m3
Range | Master sheet | E185 |  | R 2,7/po
Range | Master sheet | B186 |  | Granulés de béton de chanvre
Range | Master sheet | C186 |  | Senini
Range | Master sheet | D186 |  | Bio Béton Pronto / 190 kg/m3
Range | Master sheet | E186 |  | R 2,7/po
Range | Master sheet | B187 |  | Béton de chanvre / Coffrage sur place
Range | Master sheet | C187 |  | Mélangé sur site
Range | Master sheet | D187 |  | Europe
Range | Master sheet | E187 |  | R 2,/po, Moyenne de 9 mélanges
Range | Master sheet | B188 |  | Béton de chanvre / Coffrage sur place
Range | Master sheet | C188 |  | Mélangé sur site
Range | Master sheet | D188 |  | États-Unis
Range | Master sheet | E188 |  | R 2,/po mélange moyen utilisant CHN et PHL
Range | Master sheet | B191 |  | Bois de longs copeaux lamellés
Range | Master sheet | C191 |  | Conseil Américain et canadien du bois
Range | Master sheet | B192 |  | Bois en placage stratifié
Range | Master sheet | C192 |  | Conseil Américain et canadien du bois
Range | Master sheet | B194 |  | Bois en placage stratifié
Range | Master sheet | C194 |  | RedBuilt
Range | Master sheet | D194 |  | RedLam LVL
Range | Master sheet | B195 |  | Bois en placage stratifié
Range | Master sheet | C195 |  | Boise Cascade
Range | Master sheet | D195 |  | Versa-Lam
Range | Master sheet | B198 |  | Enduit chaux/ liège (Ext. & Int.)
Range | Master sheet | C198 |  | Diasen
Range | Master sheet | D198 |  | Diathonite Evolution, R 3,2-pouce
Range | Master sheet | B199 |  | Enduit chaux/ liège (Ext. & Int.)
Range | Master sheet | C199 |  | Diasen
Range | Master sheet | D199 |  | Diathonite Thermactive.037, R 3,9-pouce
Range | Master sheet | B202 |  | Revêtement de plancher en linoléum
Range | Master sheet | C202 |  | Tarkett
Range | Master sheet | D202 |  | Lino Acoustic
Range | Master sheet | E202 |  | Feuille de linoléum acoustique 3,8 mm avec mousse PU
Range | Master sheet | B203 |  | Revêtement de plancher en linoléum
Range | Master sheet | C203 |  | Tarkett
Range | Master sheet | D203 |  | Lino Veneto xf2, Etrusco, Style Elle¦Emme, Veneto, Originale, LinoRail, Linosport
Range | Master sheet | E203 |  | linoléum en feuille de 2,5 mm
Range | Master sheet | B204 |  | Revêtement de plancher en linoléum
Range | Master sheet | C204 |  | Tarkett
Range | Master sheet | D204 |  | Veneto Cork Acoustic
Range | Master sheet | E204 |  | Feuille de linoléum 4,4 mm avec liège
Range | Master sheet | B205 |  | Revêtement de plancher en linoléum
Range | Master sheet | C205 |  | Forbo
Range | Master sheet | D205 |  | Marmoleum Striato
Range | Master sheet | E205 |  | linoléum en feuille de 2,5 mm
Range | Master sheet | B206 |  | Revêtement de plancher en linoléum
Range | Master sheet | C206 |  | Gerflor
Range | Master sheet | D206 |  | DLW Linoleum Acousticplus
Range | Master sheet | E206 |  | linoléum en feuille de 4,0 mm
Range | Master sheet | B209 |  | Ciment de maçonnerie
Range | Master sheet | C209 |  | Association du ciment Portland
Range | Master sheet | D209 |  | Inclus : Argos, Buzzi, CalPortland, Capitol Aggregates, Cemex, Essroc, LafargeHolcim, Monarch, St. Mary's, Titan
Range | Master sheet | B210 |  | Mélange de mortier de maçonnerie
Range | Master sheet | C210 |  | 1 part ciment de maçonnerie
Range | Master sheet | D210 |  | 3 parts de sable ordinaire
Range | Master sheet | B211 |  | Panneaux métalliques – Aluminium
Range | Master sheet | C211 |  | Metal Construction Assn.
Range | Master sheet | D211 |  | Inclus : ATAS, DMI, Englert, Fabral, McElroy, Pac-Clad
Range | Master sheet | E211 |  | 22 jauge
Range | Master sheet | B213 |  | Panneaux métalliques – Aluminium
Range | Master sheet | C213 |  | Petersen Aluminum Corp
Range | Master sheet | D213 |  | Pac-Clad, tous profils
Range | Master sheet | E213 |  | 20 gauge
Range | Master sheet | B215 |  | Panneaux métalliques – acier
Range | Master sheet | C215 |  | AEP Span
Range | Master sheet | D215 |  | Tous produits de toiture et de murs
Range | Master sheet | E215 |  | 24 jauge
Range | Master sheet | B217 |  | Panneaux métalliques – acier
Range | Master sheet | C217 |  | ArcelorMittal
Range | Master sheet | D217 |  | XCarb RRP
Range | Master sheet | E217 |  | 24 jauge
Range | Master sheet | B219 |  | Panneaux métalliques – acier
Range | Master sheet | C219 |  | Institut canadien de la tôle d’acier
Range | Master sheet | D219 |  | Inclus : Agway, Bailey, Behlen, Canam,DASS, DCM, Duchesne, EB, Exsteel, Ideal Roofing, Imperial, LKME, Manugypse, Metal Up, Scotia, Steel Tile Co, Steelway, Trebor, Vicwest, Vulcraft, Westform, Westman
Range | Master sheet | E219 |  | 24 jauge
Range | Master sheet | B221 |  | Panneaux métalliques – acier
Range | Master sheet | C221 |  | Association des fabricants de bâtiments métalliques
Range | Master sheet | D221 |  | Liste des membres participants : https://www.mbma.com/System_Members.html
Range | Master sheet | E221 |  | 24 jauge
Range | Master sheet | B222 |  | Panneaux métalliques – acier
Range | Master sheet | C222 |  | Metal Construction Assn.
Range | Master sheet | D222 |  | Inclus : ATAS, DMI, Englert, Fabral, McElroy, Pac-Clad
Range | Master sheet | E222 |  | 24 jauge
Range | Master sheet | B224 |  | Panneaux métalliques – acier
Range | Master sheet | C224 |  | Petersen Aluminum Corp
Range | Master sheet | D224 |  | Pac-Clad, tous profils
Range | Master sheet | E224 |  | 24 jauge
Range | Master sheet | B225 |  | Panneau de MG 1/2 po
Range | Master sheet | C225 |  | MgO nord-américain
Range | Master sheet | D225 |  | MagTech Ultra
Range | Master sheet | B229 |  | Panneau de laine minérale – forte densité
Range | Master sheet | C229 |  | NAIMA
Range | Master sheet | D229 |  | Owens Corning, Johns Manville, Rolan
Range | Master sheet | E229 |  | R 4,4/po
Range | Master sheet | B232 |  | Panneau de laine minérale – faible densité
Range | Master sheet | C232 |  | NAIMA
Range | Master sheet | D232 |  | Owens Corning, Johns Manville, Rolan
Range | Master sheet | E232 |  | R 3,9/po
Range | Master sheet | B234 |  | Laine minérale en vrac
Range | Master sheet | C234 |  | NAIMA
Range | Master sheet | D234 |  | USG, American Rockwool
Range | Master sheet | E234 |  | R 3/po
Range | Master sheet | B235 |  | Panneau de mycélium
Range | Master sheet | C235 |  | Ecovative
Range | Master sheet | D235 |  | Mycofoam
Range | Master sheet | E235 |  | R 3,7/po
Range | Master sheet | B237 |  | Panneau à copeaux orientés
Range | Master sheet | C237 |  | Conseil canadien du bois -Est
Range | Master sheet | B238 |  | Panneau à copeaux orientés
Range | Master sheet | C238 |  | Conseil canadien du bois-Ouest
Range | Master sheet | B240 |  | Panneau à copeaux orientés
Range | Master sheet | C240 |  | Conseil canadien du bois -Est
Range | Master sheet | B241 |  | Panneau à copeaux orientés
Range | Master sheet | C241 |  | Conseil canadien du bois-Ouest
Range | Master sheet | B242 |  | Panneau à copeaux orientés
Range | Master sheet | C242 |  | Huber
Range | Master sheet | D242 |  | AdvanTech
Range | Master sheet | E242 |  | Panneau 1/2 po
Range | Master sheet | B243 |  | Panneau à copeaux orientés
Range | Master sheet | C243 |  | LP
Range | Master sheet | D243 |  | FlameBlock® Résistant au feu
Range | Master sheet | E243 |  | 7/16", revêtu 1 côté
Range | Master sheet | B244 |  | Panneau à copeaux orientés
Range | Master sheet | C244 |  | LP
Range | Master sheet | D244 |  | LP® TopNotch® 350
Range | Master sheet | E244 |  | 7/16''
Range | Master sheet | B246 |  | 0SB revêtement & barrière
Range | Master sheet | C246 |  | Huber
Range | Master sheet | D246 |  | ZIP System - Mur et Toiture
Range | Master sheet | B247 |  | 0SB revêtement & barrière
Range | Master sheet | C247 |  | Huber
Range | Master sheet | D247 |  | ZIP System - Mur et Toiture
Range | Master sheet | B248 |  | 0SB revêtement & barrière
Range | Master sheet | C248 |  | Huber
Range | Master sheet | D248 |  | ZIP System - Mur et Toiture
Range | Master sheet | B249 |  | 0SB revêtement & barrière
Range | Master sheet | C249 |  | LP
Range | Master sheet | D249 |  | WeatherLogic® Air & Water Barrier
Range | Master sheet | B250 |  | 0SB revêtement & barrière
Range | Master sheet | C250 |  | LP
Range | Master sheet | D250 |  | WeatherLogic® Air & Water Barrier
Range | Master sheet | E250 |  | 7/16''
Range | Master sheet | B252 |  | Panneau à copeaux orientés pour sous-plancher
Range | Master sheet | C252 |  | Huber
Range | Master sheet | D252 |  | AdvanTech
Range | Master sheet | E252 |  | Sous-plancher 19/32 po
Range | Master sheet | B253 |  | Panneau à copeaux orientés pour sous-plancher
Range | Master sheet | C253 |  | LP
Range | Master sheet | D253 |  | LP Legacy® Premium
Range | Master sheet | B256 |  | Contreplaqué
Range | Master sheet | C256 |  | Conseil canadien du bois
Range | Master sheet | B258 |  | Contreplaqué
Range | Master sheet | C258 |  | Conseil canadien du bois
Range | Master sheet | B260 |  | Contreplaqué
Range | Master sheet | C260 |  | Conseil canadien du bois
Range | Master sheet | B261 |  | Contreplaqué
Range | Master sheet | C261 |  | Moyenne Colombie-Britannique
Range | Master sheet | D261 |  | Inclut : West Fraser Mills, Thompson River Veneer Products
Range | Master sheet | B262 |  | Contreplaqué
Range | Master sheet | C262 |  | Moyenne Colombie-Britannique
Range | Master sheet | D262 |  | Inclut : West Fraser Mills, Thompson River Veneer Products
Range | Master sheet | B263 |  | Contreplaqué
Range | Master sheet | C263 |  | Moyenne Colombie-Britannique
Range | Master sheet | D263 |  | Inclut : West Fraser Mills, Thompson River Veneer Products
Range | Master sheet | B264 |  | Contreplaqué
Range | Master sheet | C264 |  | Roseburg
Range | Master sheet | D264 |  | Panneau contreplaqué bois franc. Inclut : noyer, aulne, cerisier, acajou, chêne, bouleau, érable
Range | Master sheet | B265 |  | Contreplaqué
Range | Master sheet | C265 |  | Roseburg
Range | Master sheet | D265 |  | Contreplaqué bois résineux
Range | Master sheet | B266 |  | Contreplaqué
Range | Master sheet | C266 |  | Roseburg
Range | Master sheet | D266 |  | Contreplaqué bois résineux
Range | Master sheet | B268 |  | Polyiso – panneaux de toiture
Range | Master sheet | C268 |  | Carlisle
Range | Master sheet | D268 |  | GRF cellulosic facer
Range | Master sheet | E268 |  | Revêtement GRF / Type II R 5,6'', 16 psi
Range | Master sheet | B271 |  | Polyiso – panneaux de toiture
Range | Master sheet | C271 |  | Hunter
Range | Master sheet | D271 |  | H-Shield
Range | Master sheet | E271 |  | Revêtement GRF / Type II R 5,6'', 16 psi
Range | Master sheet | B274 |  | Polyiso – panneaux de toiture
Range | Master sheet | C274 |  | PIMA
Range | Master sheet | D274 |  | Inclus: Atlas, Firestone, GAF, Johns Manville, Rmax, Carlisle, Iko, Soprema
Range | Master sheet | E274 |  | Revêtement GRF / R 5,6/po
Range | Master sheet | B276 |  | Polyiso – panneaux de toiture
Range | Master sheet | C276 |  | Versico
Range | Master sheet | D276 |  | VersiCore, SecurShield, DuraFaceR
Range | Master sheet | E276 |  | Revêtement GRF / Type II R 5,6'', 16 psi
Range | Master sheet | B277 |  | Polyisocyanurate – panneaux toiture
Range | Master sheet | C277 |  | Carlisle
Range | Master sheet | D277 |  | CGF facer
Range | Master sheet | E277 |  | CGF facer / Type II R 5,6/po
Range | Master sheet | B278 |  | Polyisocyanurate – panneaux toiture
Range | Master sheet | C278 |  | Hunter
Range | Master sheet | D278 |  | H-Shield CG
Range | Master sheet | E278 |  | CGF facer / Type II R 5,6/po
Range | Master sheet | B279 |  | Polyisocyanurate – panneaux toiture
Range | Master sheet | C279 |  | PIMA
Range | Master sheet | D279 |  | Inclus: Atlas, Firestone, GAF, Johns Manville, Rmax, Carlisle, Iko, Soprema
Range | Master sheet | E279 |  | CGF facer R 5,8/po
Range | Master sheet | B280 |  | Polyisocyanurate – panneaux toiture
Range | Master sheet | C280 |  | Versico
Range | Master sheet | D280 |  | VersiCore, SecurShield, DuraFaceR
Range | Master sheet | E280 |  | CGF facer / Type II R 5,6'', 16 psi
Range | Master sheet | B281 |  | Polyisocyanurate – panneaux toiture
Range | Master sheet | C281 |  | Carlisle
Range | Master sheet | D281 |  | Plaque de recouvrement haute densité
Range | Master sheet | E281 |  | Type II, R 5,0'', 80 psi
Range | Master sheet | B282 |  | Polyisocyanurate – panneaux toiture
Range | Master sheet | C282 |  | Hunter
Range | Master sheet | D282 |  | Plaque de recouvrement haute densité
Range | Master sheet | E282 |  | Type II, R 5,0'', 80 psi
Range | Master sheet | B283 |  | Polyisocyanurate – panneaux toiture
Range | Master sheet | C283 |  | PIMA
Range | Master sheet | D283 |  | Inclut : Atlas, Firestone, GAF, Johns Manville, Carlisle, Iko, Soprema
Range | Master sheet | B284 |  | Polyisocyanurate – panneaux toiture
Range | Master sheet | C284 |  | Versico
Range | Master sheet | D284 |  | Plaque de recouvrement haute densité
Range | Master sheet | E284 |  | Type II, R 5,0'', 80 psi
Range | Master sheet | B286 |  | Polyiso – panneaux muraux
Range | Master sheet | C286 |  | Hunter
Range | Master sheet | D286 |  | Polyiso - panneaux de mur
Range | Master sheet | B287 |  | Polyiso – panneaux muraux
Range | Master sheet | D287 |  | R2+ Silver
Range | Master sheet | E287 |  | R 6,3/po, 20 psi
Range | Master sheet | B291 |  | Revêtement en polypropylène
Range | Master sheet | C291 |  | Institut du parement en vinyle
Range | Master sheet | E291 |  | 0,085 po bardeau de fente simple "Cèdre" 7 po
Range | Master sheet | B293 |  | Sangle CBI en polypropylène
Range | Master sheet | B294 |  | Membrane de toiture en PVC
Range | Master sheet | C294 |  | CIFA
Range | Master sheet | D294 |  | Inclus : Canadian General-Tower, Duro-Last, FiberTite
Range | Master sheet | E294 |  | 48 mils
Range | Master sheet | B295 |  | Terre battue
Range | Master sheet | D295 |  | Stabilisé avec 3 % de CHN
Range | Master sheet | B296 |  | Terre battue
Range | Master sheet | D296 |  | Stabilisé avec 5 % de ciment
Range | Master sheet | B297 |  | Terre battue
Range | Master sheet | D297 |  | Stabilisé avec 8 % de ciment
Range | Master sheet | B299 |  | Barre d’armature
Range | Master sheet | C299 |  | Concrete Reinforcing Steel Institute
Range | Master sheet | D299 |  | Tailles canadiennes – 98 % recyclé, four EAF
Range | Master sheet | B301 |  | Barre d’armature
Range | Master sheet | C301 |  | Concrete Reinforcing Steel Institute
Range | Master sheet | D301 |  | Tailles canadiennes – 98 % recyclé, four EAF
Range | Master sheet | B303 |  | Revêtement de plancher en caoutchouc
Range | Master sheet | C303 |  | Institut du couvre-sol résilient
Range | Master sheet | D303 |  | Comprend des carreaux et des rouleaux d’American Biltrite, Armstrong, Burke, FLEXCO, Johnsonite, Mannington, Roppe et Tarkett.
Range | Master sheet | B304 |  | Toitures en bitume modifié SBS
Range | Master sheet | C304 |  | ARMA
Range | Master sheet | D304 |  | Inclus : CertainTeed, Firestone, GAF, Henry, IKO, Johns Mansville, Malarkey, Siplast, Soprema
Range | Master sheet | B305 |  | Panneau structurel isolé – Noyau de mousse EPS
Range | Master sheet | E305 |  | OSB 7/16 po, EPS de type II
Range | Master sheet | B306 |  | Panneau structurel isolé – Noyau de paille
Range | Master sheet | C306 |  | Agriboard
Range | Master sheet | D306 |  | Agriboard 7-7/8 po
Range | Master sheet | E306 |  | R?/po
Range | Master sheet | B308 |  | Isolant mousse de polyuréthane giclée - structure alvéolaire fermée - à gas HFO
Range | Master sheet | C308 |  | SPFA
Range | Master sheet | E308 |  | R 6,6/po
Range | Master sheet | B311 |  | Isolant mousse de polyuréthane giclée - haute densité - à gas HFO
Range | Master sheet | C311 |  | SPFA
Range | Master sheet | B314 |  | Isolant mousse de polyuréthane giclée - structure alvéolaire ouverte - à gas HFO
Range | Master sheet | C314 |  | SPFA
Range | Master sheet | E314 |  | R 4,1/po
Range | Master sheet | B325 |  | Poutre en acier
Range | Master sheet | C325 |  | American Institute of Steel Construction
Range | Master sheet | E325 |  | W150x22 (W6x15)
Range | Master sheet | B326 |  | Poutre en acier
Range | Master sheet | C326 |  | American Institute of Steel Construction
Range | Master sheet | E326 |  | W200x22 (W8x15)
Range | Master sheet | B327 |  | Poutre en acier
Range | Master sheet | C327 |  | American Institute of Steel Construction
Range | Master sheet | E327 |  | W200x27 (W8x18)
Range | Master sheet | B328 |  | Poutre en acier
Range | Master sheet | C328 |  | American Institute of Steel Construction
Range | Master sheet | E328 |  | W200x31 (W8x21)
Range | Master sheet | B329 |  | Poutre en acier
Range | Master sheet | C329 |  | American Institute of Steel Construction
Range | Master sheet | E329 |  | W250x25 (W10x17)
Range | Master sheet | B330 |  | Poutre en acier
Range | Master sheet | C330 |  | American Institute of Steel Construction
Range | Master sheet | E330 |  | W250x33 (W10x22)
Range | Master sheet | B331 |  | Poutre en acier
Range | Master sheet | C331 |  | American Institute of Steel Construction
Range | Master sheet | E331 |  | W250x39 (W10x26)
Range | Master sheet | B332 |  | Poutre en acier
Range | Master sheet | C332 |  | American Institute of Steel Construction
Range | Master sheet | E332 |  | W310x33 (W12x22)
Range | Master sheet | B333 |  | Poutre en acier
Range | Master sheet | C333 |  | American Institute of Steel Construction
Range | Master sheet | E333 |  | W310x39 (W12x26)
Range | Master sheet | B335 |  | Poutrelle en acier, âme ouverte
Range | Master sheet | C335 |  | Steel Joist Institute
Range | Master sheet | D335 |  | Inclut : Canam Steel, New Millenium Building Systems, Vulcraft/Nucor
Range | Master sheet | E335 |  | Poutrelle 12 po 12K3
Range | Master sheet | B336 |  | Poteau en acier
Range | Master sheet | C336 |  | Générique
Range | Master sheet | E336 |  | 3,5 x 0,216 po (89 x 5,5 mm), Sched 40 STD
Range | Master sheet | B337 |  | Montants d’acier – porteurs
Range | Master sheet | C337 |  | ClarkDietrich
Range | Master sheet | E337 |  | 600-S-137-54, 16 jauge
Range | Master sheet | B339 |  | Montants d’acier – porteurs
Range | Master sheet | C339 |  | MarinoWARE
Range | Master sheet | D339 |  | Poteaux et rails structurels
Range | Master sheet | E339 |  | 600-S-137-54, 16 gauge, "2x6"
Range | Master sheet | B342 |  | Montants d’acier – porteurs
Range | Master sheet | C342 |  | Scafco
Range | Master sheet | E342 |  | 600-S-137-54, 16 jauge
Range | Master sheet | B344 |  | Goujons en acier – Non porteurs
Range | Master sheet | C344 |  | ClarkDietrich
Range | Master sheet | E344 |  | 362-S-125-18, 20EQ gauge, "2x4"
Range | Master sheet | B346 |  | Goujons en acier – Non porteurs
Range | Master sheet | C346 |  | MarinoWARE
Range | Master sheet | D346 |  | Viper Stud Viper 20
Range | Master sheet | E346 |  | 362-S-125-18, 20EQ gauge, "2x4"
Range | Master sheet | B349 |  | Goujons en acier – Non porteurs
Range | Master sheet | C349 |  | Scafco
Range | Master sheet | E349 |  | 362VS125-18, 20EQ jauge
Range | Master sheet | B353 |  | Finition acrylique stucco texturée
Range | Master sheet | C353 |  | Sto
Range | Master sheet | D353 |  | Stolit 1,0, Stolit 1,5, Stolit Freeform
Range | Master sheet | B355 |  | Membrane de toiture TPO
Range | Master sheet | C355 |  | Carlisle
Range | Master sheet | D355 |  | Sure-Weld
Range | Master sheet | E355 |  | 60 mils
Range | Master sheet | B356 |  | Membrane de toiture TPO
Range | Master sheet | C356 |  | Single Ply Roofing Industry
Range | Master sheet | E356 |  | 45 mils
Range | Master sheet | B357 |  | Membrane de toiture TPO
Range | Master sheet | C357 |  | Single Ply Roofing Industry
Range | Master sheet | E357 |  | 60 mils
Range | Master sheet | B358 |  | Panneau à isolation sous vide
Range | Master sheet | C358 |  | Porextherm
Range | Master sheet | D358 |  | Vacupor
Range | Master sheet | E358 |  | R 30/po
Range | Master sheet | B359 |  | Revêtement de plancher en vinyle
Range | Master sheet | C359 |  | Altro
Range | Master sheet | D359 |  | Altro Lavencia Click
Range | Master sheet | B361 |  | Revêtement de plancher en vinyle
Range | Master sheet | C361 |  | Altro
Range | Master sheet | D361 |  | Altro Lavencia
Range | Master sheet | E361 |  | 3,0 mm
Range | Master sheet | B363 |  | Revêtement de plancher en vinyle
Range | Master sheet | C363 |  | Institut du couvre-sol résilient
Range | Master sheet | D363 |  | Comprend les produits de carrelage d’Armstrong, Congoleum, Tarkett.
Range | Master sheet | B364 |  | Revêtement en vinyle
Range | Master sheet | C364 |  | Institut du parement en vinyle
Range | Master sheet | D364 |  | Produits Double 4,5 po de : American Original, Associated Materials, CertainTeed, Novik, Ply Gem
Range | Master sheet | E364 |  | 0,040 po Double 4,5 po
Range | Master sheet | B368 |  | Treillis soudé
Range | Master sheet | C368 |  | Insteel Industries
Range | Master sheet | D368 |  | 6 po x 6 po x 6/6 g
Range | Master sheet | B369 |  | Treillis soudé
Range | Master sheet | C369 |  | Insteel Industries
Range | Master sheet | D369 |  | 4" x 4" x 6/6g
Range | Master sheet | B370 |  | Fenêtre – sous-fenêtre double
Range | Master sheet | E370 |  | Cadre en fibre de verre
Range | Master sheet | B372 |  | Fenêtre – sous-fenêtre double
Range | Master sheet | E372 |  | Charpente en vinyle
Range | Master sheet | B374 |  | Fenêtre – sous-fenêtre double
Range | Master sheet | E374 |  | Charpente en bois
Range | Master sheet | B376 |  | Fenêtre – sous-fenêtre double
Range | Master sheet | E376 |  | Charpente en bois, revêtement en aluminium
Range | Master sheet | B377 |  | Fenêtre – sous-fenêtre triple
Range | Master sheet | E377 |  | Cadre en fibre de verre
Range | Master sheet | B378 |  | Fenêtre – sous-fenêtre triple
Range | Master sheet | E378 |  | Charpente en vinyle
Range | Master sheet | B380 |  | Fenêtre – sous-fenêtre triple
Range | Master sheet | E380 |  | Charpente en bois
Range | Master sheet | B382 |  | Fenêtre – sous-fenêtre triple
Range | Master sheet | E382 |  | Charpente en bois, revêtement en aluminium
Range | Master sheet | B384 |  | Fenêtre – triple vitrage
Range | Master sheet | C384 |  | Nexcem, Faswall
Range | Master sheet | E384 |  | Bloc 12 po R22
Range | Master sheet | B385 |  | Fenêtre – triple vitrage
Range | Master sheet | C385 |  | Nexcem, Faswall
Range | Master sheet | E385 |  | Bloc 14 po R28
Range | Master sheet | B386 |  | Fibre de bois – en vrac
Range | Master sheet | C386 |  | GUTEX
Range | Master sheet | D386 |  | ThermoFiber
Range | Master sheet | E386 |  | R 3,6/po
Range | Master sheet | B391 |  | Natte de fibres de bois
Range | Master sheet | C391 |  | Steico
Range | Master sheet | D391 |  | SteicoFlex
Range | Master sheet | E391 |  | R 3,8/po
Range | Master sheet | B393 |  | Panneau de fibres de bois
Range | Master sheet | C393 |  | GUTEX
Range | Master sheet | D393 |  | Multi-Therm
Range | Master sheet | E393 |  | R 3,6/po, 40-200 mm
Range | Master sheet | B396 |  | Panneau de fibres de bois
Range | Master sheet | C396 |  | Pavatex
Range | Master sheet | D396 |  | Isolair, Isoroof, Isolair Multi
Range | Master sheet | E396 |  | R 3,3-po / 200 kg/m3, 30-80 mm
Range | Master sheet | B397 |  | Panneau de fibres de bois
Range | Master sheet | C397 |  | Pavatex
Range | Master sheet | D397 |  | Pavatherm
Range | Master sheet | E397 |  | R 3,3-po / 110 kg/m3
Range | Master sheet | B398 |  | Panneau de fibres de bois
Range | Master sheet | C398 |  | Pavatex
Range | Master sheet | D398 |  | Pavawall GF, Pavawall Bloc, Pavawall GF XL
Range | Master sheet | E398 |  | R 3,3/po / 130 kg/m3
Range | Master sheet | B399 |  | Panneau de fibres de bois
Range | Master sheet | C399 |  | Pavatex
Range | Master sheet | D399 |  | Pavawall Smart, Pavawall Light, Pavawall FW
Range | Master sheet | E399 |  | R 3,3/po / 115 kg/m3
Range | Master sheet | B401 |  | Panneau de fibres de bois
Range | Master sheet | C401 |  | Steico
Range | Master sheet | D401 |  | STEICOprotect M dry, STEICOroof dry, STEICOspecial dry, STEICOtop
Range | Master sheet | E401 |  | R 3,6/po, 140 kg/m3
Range | Master sheet | B402 |  | Panneau de fibres de bois
Range | Master sheet | C402 |  | Steico
Range | Master sheet | D402 |  | STEICOprotect S dry, STEICOsafe 40, STEICOuniversal dry
Range | Master sheet | E402 |  | R 3,6/po, 210 kg/m3
Range | Master sheet | B403 |  | Panneau de fibres de bois
Range | Master sheet | C403 |  | Steico
Range | Master sheet | D403 |  | STEICOtherm dry, STEICOprotect L dry, STEICOsafe
Range | Master sheet | E403 |  | R 3,6/po, 110 kg/m3
Range | Master sheet | B405 |  | Charpente et bardage en bois – Séquoia
Range | Master sheet | C405 |  | Conseil Américain et canadien du bois
Range | Master sheet | B407 |  | bois SPF
Range | Master sheet | C407 |  | Conseil canadien du bois
Range | Master sheet | D407 |  | Colombie-Britannique
Range | Master sheet | B408 |  | bois SPF
Range | Master sheet | C408 |  | Conseil canadien du bois
Range | Master sheet | D408 |  | Alberta
Range | Master sheet | B409 |  | bois SPF
Range | Master sheet | C409 |  | Conseil canadien du bois
Range | Master sheet | D409 |  | Ontario
Range | Master sheet | B410 |  | bois SPF
Range | Master sheet | C410 |  | Conseil canadien du bois
Range | Master sheet | D410 |  | Québec
Range | Master sheet | B411 |  | bois SPF
Range | Master sheet | C411 |  | Conseil canadien du bois
Range | Master sheet | D411 |  | Nouveau-Brunswick
Range | Master sheet | B412 |  | bois SPF
Range | Master sheet | C412 |  | Conseil canadien du bois
Range | Master sheet | D412 |  | Canada atlantique
Range | Master sheet | B414 |  | Poutrelle en I en bois
Range | Master sheet | C414 |  | Conseil canadien du bois
Range | Master sheet | E414 |  | TJI 230/360
Range | Master sheet | B416 |  | Solives en I
Range | Master sheet | C416 |  | RedBuilt
Range | Master sheet | D416 |  | Red I-45
Range | Master sheet | E416 |  | 11,875'' profondeur, 1,75 x 1,5'' membrures LVL
Range | Master sheet | B417 |  | Solives en I
Range | Master sheet | C417 |  | RedBuilt
Range | Master sheet | D417 |  | Red I-45
Range | Master sheet | E417 |  | 14'' profondeur, 1,75 x 1,5'' membrures LVL
Range | Master sheet | B418 |  | Solives en I
Range | Master sheet | C418 |  | RedBuilt
Range | Master sheet | D418 |  | Red I-45
Range | Master sheet | E418 |  | 16'' profondeur, 1,75 x 1,5'' membrures LVL
Range | Master sheet | B419 |  | Solives en I
Range | Master sheet | C419 |  | RedBuilt
Range | Master sheet | D419 |  | Red I-65
Range | Master sheet | E419 |  | 11,875'' profondeur, 2,5 x 1,5'' membrures LVL
Range | Master sheet | B420 |  | Solives en I
Range | Master sheet | C420 |  | RedBuilt
Range | Master sheet | D420 |  | Red I-65
Range | Master sheet | E420 |  | 14'' profondeur, 2,5 x 1,5'' membrures LVL
Range | Master sheet | B421 |  | Solives en I
Range | Master sheet | C421 |  | RedBuilt
Range | Master sheet | D421 |  | Red I-65
Range | Master sheet | E421 |  | 16'' profondeur, 2,5 x 1,5'' membrures LVL
Range | Master sheet | B423 |  | Poutrelle de plancher en bois – préfabriquée
Range | Master sheet | C423 |  | Conseil canadien du bois
Range | Master sheet | D423 |  | Modèle de toile commun (Warren, 45 deg)
Range | Master sheet | E423 |  | Palier de la membrure supérieure, profondeur variable
Range | Master sheet | B425 |  | Poutrelle de toit en bois – préfabriquée
Range | Master sheet | C425 |  | Conseil canadien du bois
Range | Master sheet | D425 |  | Toit à deux versants (Double Howe)
Range | Master sheet | E425 |  | Cordes 2x6, toiles 2x4, pas de 4:12, portée de 40 pieds, porte-à-faux de 20 po.
Range | Master sheet | B427 |  | Natte de laine
Range | Master sheet | C427 |  | Havelock Wool
Range | Master sheet | E427 |  | R 3,6/po
Range | Master sheet | B428 |  | Laine en vrac
Range | Master sheet | C428 |  | Havelock Wool
Range | Master sheet | E428 |  | R 4,4/po
Range | Master sheet | B431 |  | Panneau en mousse XPS
Range | Master sheet | C431 |  | Owens Corning
Range | Master sheet | D431 |  | Foamular NGX 250
Range | Master sheet | E431 |  | R 5/po
Range | Master sheet | B432 |  | De la feuille maîtresse composite
Range | Master sheet | B433 |  | De la feuille maîtresse composite
Range | Master sheet | B434 |  | De la feuille maîtresse composite
Range | Master sheet | B435 |  | De la feuille maîtresse composite
Range | Master sheet | B436 |  | De la feuille maîtresse composite
Range | Master sheet | B437 |  | De la feuille maîtresse composite
Range | Master sheet | B438 |  | De la feuille maîtresse composite
Range | Master sheet | B439 |  | De la feuille maîtresse composite
Range | Master sheet | B440 |  | De la feuille maîtresse composite
Range | Master sheet | B441 |  | De la feuille maîtresse composite
Range | Master sheet | B442 |  | De la feuille maîtresse composite
Range | Master sheet | B443 |  | Béton - 25 MPs, Moyenne de référence du Québec
Range | Master sheet | C443 |  | ABQ
Range | Master sheet | D443 |  | Can. Moyenne Québec
Range | Master sheet | B444 |  | Béton - 25 MPa, 10% SL, GU
Range | Master sheet | C444 |  | ABQ
Range | Master sheet | D444 |  | Can. Moyenne Québec
Range | Master sheet | B445 |  | Béton - 25 MPa, 10% FA, GU
Range | Master sheet | C445 |  | ABQ
Range | Master sheet | D445 |  | Can. Moyenne Québec
Range | Master sheet | B446 |  | Béton - 25 MPa, 20% SL, GU
Range | Master sheet | C446 |  | ABQ
Range | Master sheet | D446 |  | Can. Moyenne Québec
Range | Master sheet | B447 |  | Béton - 25 MPa, 20% FA, GU
Range | Master sheet | C447 |  | ABQ
Range | Master sheet | D447 |  | Can. Moyenne Québec
Range | Master sheet | B448 |  | Béton - 25 MPa, 30% SL, GU
Range | Master sheet | C448 |  | ABQ
Range | Master sheet | D448 |  | Can. Moyenne Québec
Range | Master sheet | B449 |  | Béton - 25 MPa, 30% FA, GU
Range | Master sheet | C449 |  | ABQ
Range | Master sheet | D449 |  | Can. Moyenne Québec
Range | Master sheet | B450 |  | Béton - 30 MPs, Moyenne de référence du Québec
Range | Master sheet | C450 |  | ABQ
Range | Master sheet | D450 |  | Can. Moyenne Québec
Range | Master sheet | B451 |  | Béton - 30 MPa, 10% SL, GU
Range | Master sheet | C451 |  | ABQ
Range | Master sheet | D451 |  | Can. Moyenne Québec
Range | Master sheet | B452 |  | Béton - 30 MPa, 10% FA, GU
Range | Master sheet | C452 |  | ABQ
Range | Master sheet | D452 |  | Can. Moyenne Québec
Range | Master sheet | B453 |  | Béton - 30 MPa, 20% SL, GU
Range | Master sheet | C453 |  | ABQ
Range | Master sheet | D453 |  | Can. Moyenne Québec
Range | Master sheet | B454 |  | Béton - 30 MPa, 20% FA, GU
Range | Master sheet | C454 |  | ABQ
Range | Master sheet | D454 |  | Can. Moyenne Québec
Range | Master sheet | B455 |  | Béton - 30 MPa, 30% SL, GU
Range | Master sheet | C455 |  | ABQ
Range | Master sheet | D455 |  | Can. Moyenne Québec
Range | Master sheet | B456 |  | Béton - 30 MPa, 30% FA, GU
Range | Master sheet | C456 |  | ABQ
Range | Master sheet | D456 |  | Can. Moyenne Québec
Range | Master sheet | B457 |  | Béton - 35 MPs, Moyenne de référence du Québec
Range | Master sheet | C457 |  | ABQ
Range | Master sheet | D457 |  | Can. Moyenne Québec
Range | Master sheet | B458 |  | Béton - 35 MPa, 10% SL, GU
Range | Master sheet | C458 |  | ABQ
Range | Master sheet | D458 |  | Can. Moyenne Québec
Range | Master sheet | B459 |  | Béton - 35 MPa, 10% FA, GU
Range | Master sheet | C459 |  | ABQ
Range | Master sheet | D459 |  | Can. Moyenne Québec
Range | Master sheet | B460 |  | Béton - 35 MPa, 20% SL, GU
Range | Master sheet | C460 |  | ABQ
Range | Master sheet | D460 |  | Can. Moyenne Québec
Range | Master sheet | B461 |  | Béton - 35 MPa, 20% FA, GU
Range | Master sheet | C461 |  | ABQ
Range | Master sheet | D461 |  | Can. Moyenne Québec
Range | Master sheet | B462 |  | Béton - 35 MPa, 30% SL, GU
Range | Master sheet | C462 |  | ABQ
Range | Master sheet | D462 |  | Can. Moyenne Québec
Range | Master sheet | B463 |  | Béton - 35 MPa, 30% FA, GU
Range | Master sheet | C463 |  | ABQ
Range | Master sheet | D463 |  | Can. Moyenne Québec
Range | Master sheet | B464 |  | Béton - 25 MPa, GU
Range | Master sheet | C464 |  | RMCAO
Range | Master sheet | D464 |  | Can. Moyenne Ontario
Range | Master sheet | B465 |  | Béton - 25 MPa, 15% SL, GU
Range | Master sheet | C465 |  | RMCAO
Range | Master sheet | D465 |  | Can. Moyenne Ontario
Range | Master sheet | B466 |  | Béton - 25 MPa, 25% SL, GU
Range | Master sheet | C466 |  | RMCAO
Range | Master sheet | D466 |  | Can. Moyenne Ontario
Range | Master sheet | B467 |  | Béton - 25 MPa, 35% SL, GU
Range | Master sheet | C467 |  | RMCAO
Range | Master sheet | D467 |  | Can. Moyenne Ontario
Range | Master sheet | B468 |  | Béton - 25 MPa, 50% SL, GU
Range | Master sheet | C468 |  | RMCAO
Range | Master sheet | D468 |  | Can. Moyenne Ontario
Range | Master sheet | B469 |  | Béton - 30 MPa, GU
Range | Master sheet | C469 |  | RMCAO
Range | Master sheet | D469 |  | Can. Moyenne Ontario
Range | Master sheet | B470 |  | Béton - 30 MPa, 15% SL, GU
Range | Master sheet | C470 |  | RMCAO
Range | Master sheet | D470 |  | Can. Moyenne Ontario
Range | Master sheet | B471 |  | Béton - 30 MPa, 25% SL, GU
Range | Master sheet | C471 |  | RMCAO
Range | Master sheet | D471 |  | Can. Moyenne Ontario
Range | Master sheet | B472 |  | Béton - 30 MPa, 35% SL, GU
Range | Master sheet | C472 |  | RMCAO
Range | Master sheet | D472 |  | Can. Moyenne Ontario
Range | Master sheet | B473 |  | Béton - 30 MPa, 50% SL, GU
Range | Master sheet | C473 |  | RMCAO
Range | Master sheet | D473 |  | Can. Moyenne Ontario
Range | Master sheet | B474 |  | Béton - 35 MPa, GU
Range | Master sheet | C474 |  | RMCAO
Range | Master sheet | D474 |  | Can. Moyenne Ontario
Range | Master sheet | B475 |  | Béton - 35 MPa, 15% SL, GU
Range | Master sheet | C475 |  | RMCAO
Range | Master sheet | D475 |  | Can. Moyenne Ontario
Range | Master sheet | B476 |  | Béton - 35 MPa, 25% SL, GU
Range | Master sheet | C476 |  | RMCAO
Range | Master sheet | D476 |  | Can. Moyenne Ontario
Range | Master sheet | B477 |  | Béton - 35 MPa, 35% SL, GU
Range | Master sheet | C477 |  | RMCAO
Range | Master sheet | D477 |  | Can. Moyenne Ontario
Range | Master sheet | B478 |  | Béton - 35 MPa, 50% SL, GU
Range | Master sheet | C478 |  | RMCAO
Range | Master sheet | D478 |  | Can. Moyenne Ontario
Range | Master sheet | B479 |  | Béton - 25 MPa, GU
Range | Master sheet | C479 |  | SRMCA
Range | Master sheet | D479 |  | Can. Moyenne Saskatchewan
Range | Master sheet | B480 |  | Béton - 25 MPa, 10% FA, GU
Range | Master sheet | C480 |  | SRMCA
Range | Master sheet | D480 |  | Can. Moyenne Saskatchewan
Range | Master sheet | B481 |  | Béton - 25 MPa, 20% FA, GU
Range | Master sheet | C481 |  | SRMCA
Range | Master sheet | D481 |  | Can. Moyenne Saskatchewan
Range | Master sheet | B482 |  | Béton - 25 MPa, 30% FA, GU
Range | Master sheet | C482 |  | SRMCA
Range | Master sheet | D482 |  | Can. Moyenne Saskatchewan
Range | Master sheet | B483 |  | Béton - 25 MPa, 40% FA, GU
Range | Master sheet | C483 |  | SRMCA
Range | Master sheet | D483 |  | Can. Moyenne Saskatchewan
Range | Master sheet | B484 |  | Béton - 30 MPa, GU
Range | Master sheet | C484 |  | SRMCA
Range | Master sheet | D484 |  | Can. Moyenne Saskatchewan
Range | Master sheet | B485 |  | Béton - 30 MPa, 10% FA, GU
Range | Master sheet | C485 |  | SRMCA
Range | Master sheet | D485 |  | Can. Moyenne Saskatchewan
Range | Master sheet | B486 |  | Béton - 30 MPa, 20% FA, GU
Range | Master sheet | C486 |  | SRMCA
Range | Master sheet | D486 |  | Can. Moyenne Saskatchewan
Range | Master sheet | B487 |  | Béton - 30 MPa, 30% FA, GU
Range | Master sheet | C487 |  | SRMCA
Range | Master sheet | D487 |  | Can. Moyenne Saskatchewan
Range | Master sheet | B488 |  | Béton - 30 MPa, 40% FA, GU
Range | Master sheet | C488 |  | SRMCA
Range | Master sheet | D488 |  | Can. Moyenne Saskatchewan
Range | Master sheet | B489 |  | Béton - 35 MPa, GU
Range | Master sheet | C489 |  | SRMCA
Range | Master sheet | D489 |  | Can. Moyenne Saskatchewan
Range | Master sheet | B490 |  | Béton - 35 MPa, 10% FA, GU
Range | Master sheet | C490 |  | SRMCA
Range | Master sheet | D490 |  | Can. Moyenne Saskatchewan
Range | Master sheet | B491 |  | Béton - 35 MPa, 20% FA, GU
Range | Master sheet | C491 |  | SRMCA
Range | Master sheet | D491 |  | Can. Moyenne Saskatchewan
Range | Master sheet | B492 |  | Béton - 35 MPa, 30% FA, GU
Range | Master sheet | C492 |  | SRMCA
Range | Master sheet | D492 |  | Can. Moyenne Saskatchewan
Range | Master sheet | B493 |  | Béton - 35 MPa, 40% FA, GU
Range | Master sheet | C493 |  | SRMCA
Range | Master sheet | D493 |  | Can. Moyenne Saskatchewan
Range | Master sheet | B494 |  | Béton - 25 MPa, GU
Range | Master sheet | C494 |  | MRMCA
Range | Master sheet | D494 |  | Can. Moyenne Manitoba
Range | Master sheet | B495 |  | Béton - 25 MPa, 10% FA, GU
Range | Master sheet | C495 |  | MRMCA
Range | Master sheet | D495 |  | Can. Moyenne Manitoba
Range | Master sheet | B496 |  | Béton - 25 MPa, 20% FA, GU
Range | Master sheet | C496 |  | MRMCA
Range | Master sheet | D496 |  | Can. Moyenne Manitoba
Range | Master sheet | B497 |  | Béton - 25 MPa, 30% FA, GU
Range | Master sheet | C497 |  | MRMCA
Range | Master sheet | D497 |  | Can. Moyenne Manitoba
Range | Master sheet | B498 |  | Béton - 25 MPa, 40% FA, GU
Range | Master sheet | C498 |  | MRMCA
Range | Master sheet | D498 |  | Can. Moyenne Manitoba
Range | Master sheet | B499 |  | Béton - 30 MPa, GU
Range | Master sheet | C499 |  | MRMCA
Range | Master sheet | D499 |  | Can. Moyenne Manitoba
Range | Master sheet | B500 |  | Béton - 30 MPa, 10% FA, GU
Range | Master sheet | C500 |  | MRMCA
Range | Master sheet | D500 |  | Can. Moyenne Manitoba
Range | Master sheet | B501 |  | Béton - 30 MPa, 20% FA, GU
Range | Master sheet | C501 |  | MRMCA
Range | Master sheet | D501 |  | Can. Moyenne Manitoba
Range | Master sheet | B502 |  | Béton - 30 MPa, 30% FA, GU
Range | Master sheet | C502 |  | MRMCA
Range | Master sheet | D502 |  | Can. Moyenne Manitoba
Range | Master sheet | B503 |  | Béton - 30 MPa, 40% FA, GU
Range | Master sheet | C503 |  | MRMCA
Range | Master sheet | D503 |  | Can. Moyenne Manitoba
Range | Master sheet | B504 |  | Béton - 35 MPa, GU
Range | Master sheet | C504 |  | MRMCA
Range | Master sheet | D504 |  | Can. Moyenne Manitoba
Range | Master sheet | B505 |  | Béton - 35 MPa, 10% FA, GU
Range | Master sheet | C505 |  | MRMCA
Range | Master sheet | D505 |  | Can. Moyenne Manitoba
Range | Master sheet | B506 |  | Béton - 35 MPa, 20% FA, GU
Range | Master sheet | C506 |  | MRMCA
Range | Master sheet | D506 |  | Can. Moyenne Manitoba
Range | Master sheet | B507 |  | Béton - 35 MPa, 30% FA, GU
Range | Master sheet | C507 |  | MRMCA
Range | Master sheet | D507 |  | Can. Moyenne Manitoba
Range | Master sheet | B508 |  | Béton - 35 MPa, 40% FA, GU
Range | Master sheet | C508 |  | MRMCA
Range | Master sheet | D508 |  | Can. Moyenne Manitoba
Range | Master sheet | B509 |  | Béton - 25 MPa, GU
Range | Master sheet | C509 |  | BCRMCA
Range | Master sheet | D509 |  | Can. Moyenne Colombie Britanique
Range | Master sheet | B510 |  | Béton - 25 MPa, 15% SCM, GU
Range | Master sheet | C510 |  | BCRMCA
Range | Master sheet | D510 |  | Can. Moyenne Colombie Britanique
Range | Master sheet | B511 |  | Béton - 25 MPa, 25% SCM, GU
Range | Master sheet | C511 |  | BCRMCA
Range | Master sheet | D511 |  | Can. Moyenne Colombie Britanique
Range | Master sheet | B512 |  | Béton - 25 MPa, 40% SCM, GU
Range | Master sheet | C512 |  | BCRMCA
Range | Master sheet | D512 |  | Can. Moyenne Colombie Britanique
Range | Master sheet | B513 |  | Béton - 30 MPa, GU
Range | Master sheet | C513 |  | BCRMCA
Range | Master sheet | D513 |  | Can. Moyenne Colombie Britanique
Range | Master sheet | B514 |  | Béton - 30 MPa, 15% SCM, GU
Range | Master sheet | C514 |  | BCRMCA
Range | Master sheet | D514 |  | Can. Moyenne Colombie Britanique
Range | Master sheet | B515 |  | Béton - 30 MPa, 25% SCM, GU
Range | Master sheet | C515 |  | BCRMCA
Range | Master sheet | D515 |  | Can. Moyenne Colombie Britanique
Range | Master sheet | B516 |  | Béton - 30 MPa, 40% SCM, GU
Range | Master sheet | C516 |  | BCRMCA
Range | Master sheet | D516 |  | Can. Moyenne Colombie Britanique
Range | Master sheet | B517 |  | Béton - 35 MPa, GU
Range | Master sheet | C517 |  | BCRMCA
Range | Master sheet | D517 |  | Can. Moyenne Colombie Britanique
Range | Master sheet | B518 |  | Béton - 35 MPa, 15% SCM, GU
Range | Master sheet | C518 |  | BCRMCA
Range | Master sheet | D518 |  | Can. Moyenne Colombie Britanique
Range | Master sheet | B519 |  | Béton - 35 MPa, 25% SCM, GU
Range | Master sheet | C519 |  | BCRMCA
Range | Master sheet | D519 |  | Can. Moyenne Colombie Britanique
Range | Master sheet | B520 |  | Béton - 35 MPa, 40% SCM, GU
Range | Master sheet | C520 |  | BCRMCA
Range | Master sheet | D520 |  | Can. Moyenne Colombie Britanique
Range | Master sheet | B521 |  | Béton - 25 MPa, GU
Range | Master sheet | C521 |  | ACA
Range | Master sheet | D521 |  | Can. Moyenne prov. Atlantique
Range | Master sheet | B522 |  | Béton - 25 MPa, 10% FA, GU
Range | Master sheet | C522 |  | ACA
Range | Master sheet | D522 |  | Can. Moyenne prov. Atlantique
Range | Master sheet | B523 |  | Béton - 25 MPa, 20% FA, GU
Range | Master sheet | C523 |  | ACA
Range | Master sheet | D523 |  | Can. Moyenne prov. Atlantique
Range | Master sheet | B524 |  | Béton - 25 MPa, 30% FA, GU
Range | Master sheet | C524 |  | ACA
Range | Master sheet | D524 |  | Can. Moyenne prov. Atlantique
Range | Master sheet | B525 |  | Béton - 25 MPa, 40% FA, GU
Range | Master sheet | C525 |  | ACA
Range | Master sheet | D525 |  | Can. Moyenne prov. Atlantique
Range | Master sheet | B526 |  | Béton - 30 MPa, GU
Range | Master sheet | C526 |  | ACA
Range | Master sheet | D526 |  | Can. Moyenne prov. Atlantique
Range | Master sheet | B527 |  | Béton - 30 MPa, 10% FA, GU
Range | Master sheet | C527 |  | ACA
Range | Master sheet | D527 |  | Can. Moyenne prov. Atlantique
Range | Master sheet | B528 |  | Béton - 30 MPa, 20% FA, GU
Range | Master sheet | C528 |  | ACA
Range | Master sheet | D528 |  | Can. Moyenne prov. Atlantique
Range | Master sheet | B529 |  | Béton - 30 MPa, 30% FA, GU
Range | Master sheet | C529 |  | ACA
Range | Master sheet | D529 |  | Can. Moyenne prov. Atlantique
Range | Master sheet | B530 |  | Béton - 30 MPa, 40% FA, GU
Range | Master sheet | C530 |  | ACA
Range | Master sheet | D530 |  | Can. Moyenne prov. Atlantique
Range | Master sheet | B531 |  | Béton - 35 MPa, GU
Range | Master sheet | C531 |  | ACA
Range | Master sheet | D531 |  | Can. Moyenne prov. Atlantique
Range | Master sheet | B532 |  | Béton - 35 MPa, 10% FA, GU
Range | Master sheet | C532 |  | ACA
Range | Master sheet | D532 |  | Can. Moyenne prov. Atlantique
Range | Master sheet | B533 |  | Béton - 35 MPa, 20% FA, GU
Range | Master sheet | C533 |  | ACA
Range | Master sheet | D533 |  | Can. Moyenne prov. Atlantique
Range | Master sheet | B534 |  | Béton - 35 MPa, 30% FA, GU
Range | Master sheet | C534 |  | ACA
Range | Master sheet | D534 |  | Can. Moyenne prov. Atlantique
Range | Master sheet | B535 |  | Béton - 35 MPa, 40% FA, GU
Range | Master sheet | C535 |  | ACA
Range | Master sheet | D535 |  | Can. Moyenne prov. Atlantique
Range | Master sheet | B536 |  | Béton - 25 MPa, GU
Range | Master sheet | C536 |  | ARMCA
Range | Master sheet | D536 |  | Can. Moyenne Alberta
Range | Master sheet | B537 |  | Béton - 25 MPa, 10% FA, GU
Range | Master sheet | C537 |  | ARMCA
Range | Master sheet | D537 |  | Can. Moyenne Alberta
Range | Master sheet | B538 |  | Béton - 25 MPa, 20% FA, GU
Range | Master sheet | C538 |  | ARMCA
Range | Master sheet | D538 |  | Can. Moyenne Alberta
Range | Master sheet | B539 |  | Béton - 30 MPa, GU
Range | Master sheet | C539 |  | ARMCA
Range | Master sheet | D539 |  | Can. Moyenne Alberta
Range | Master sheet | B540 |  | Béton - 30 MPa, 10% FA, GU
Range | Master sheet | C540 |  | ARMCA
Range | Master sheet | D540 |  | Can. Moyenne Alberta
Range | Master sheet | B541 |  | Béton - 30 MPa, 20% FA, GU
Range | Master sheet | C541 |  | ARMCA
Range | Master sheet | D541 |  | Can. Moyenne Alberta
Range | Master sheet | B542 |  | Béton - 35 MPa, GU
Range | Master sheet | C542 |  | ARMCA
Range | Master sheet | D542 |  | Can. Moyenne Alberta
Range | Master sheet | B543 |  | Béton - 35 MPa, 10% FA, GU
Range | Master sheet | C543 |  | ARMCA
Range | Master sheet | D543 |  | Can. Moyenne Alberta
Range | Master sheet | B544 |  | Béton - 35 MPa, 20% FA, GU
Range | Master sheet | C544 |  | ARMCA
Range | Master sheet | D544 |  | Can. Moyenne Alberta
Range | Master sheet | B545 |  | Revêtement de plancher en vinyle
Range | Master sheet | C545 |  | Shaw – Patcraft
Range | Master sheet | D545 |  | Carreau de vinyle de luxe
Range | Master sheet | B546 |  | Revêtement de plancher en linoléum
Range | Master sheet | C546 |  | Gerflor
Range | Master sheet | D546 |  | Linoleum Compact DLW
Range | Master sheet | E546 |  | linoléum en feuille de 2,5 mm
Range | Master sheet | B547 |  | Fibre de verre en vrac
Range | Master sheet | C547 |  | Johns Manville
Range | Master sheet | D547 |  | Climate Pro, Protecteur de grenier, JM Spider PLUS (Canada)
Range | Master sheet | E547 |  | R 2,8/po, sans Formaldehyde
Range | Master sheet | B548 |  | Fenêtre – sous-fenêtre double
Range | Master sheet | C548 |  | Andersen
Range | Master sheet | D548 |  | Série-E (moyenne guillotine double/Auvent/Panoramique)
Range | Master sheet | E548 |  | Charpente en bois, revêtement en aluminium
Range | Master sheet | B549 |  | Cloisons sèches 1/2 po
Range | Master sheet | C549 |  | National Gypsum
Range | Master sheet | D549 |  | Panneaux de gypse Gold Bond XP
Range | Master sheet | B550 |  | Gypse 5/8" Type X | Nom de scénario
Range | Master sheet | C550 |  | National Gypsum
Range | Master sheet | D550 |  | Panneaux de gypse Gold Bond XP pare-feu
Range | Master sheet | E550 |  | 5/8'' type X
Range | Master sheet | B551 |  | Tapis | Nom de scénario
Range | Master sheet | C551 |  | J+J Flooring
Range | Master sheet | D551 |  | Envers standard | Alerte
Range | Master sheet | E551 |  | Tapis style grande largeur
Range | Master sheet | B552 |  | Revêtement de plancher en vinyle
Range | Master sheet | C552 |  | Mannington
Range | Master sheet | D552 |  | Carreau de vinyle de luxe
Range | Master sheet | E552 |  | Tuiles et planches 2,5 mm
Range | Master sheet | B553 |  | Bardeaux d’asphalte
Range | Master sheet | C553 |  | GAF
Range | Master sheet | D553 |  | Bardeaux TimberlineMD CS
Range | Master sheet | B554 |  | Revêtement de plancher en linoléum
Range | Master sheet | C554 |  | Mannington
Range | Master sheet | D554 |  | Plancher Legato
Range | Master sheet | E554 |  | liquide appliqué
Range | Master sheet | B555 |  | Carreaux en céramique
Range | Master sheet | C555 |  | Fireclay Tile
Range | Master sheet | D555 |  | Céramique – contenu recyclé
Range | Master sheet | E555 |  | Grade standard et second
Range | Master sheet | B556 |  | Carreaux en céramique
Range | Master sheet | C556 |  | American Wonder Porcelain
Range | Master sheet | D556 |  | Porcelaine – contenu recyclé
Range | Master sheet | E556 |  | Grade standard et second
Range | Master sheet | B557 |  | Bardage en fibrociment
Range | Master sheet | C557 |  | Equitone
Range | Master sheet | D557 |  | Pictura et Natura Pro
Range | Master sheet | B560 |  | Bardage en fibrociment
Range | Master sheet | C560 |  | Equitone
Range | Master sheet | D560 |  | Feuilles Linea¦Lunara
Range | Master sheet | E560 |  | 10 mm
Range | Master sheet | B561 |  | Panneaux de paille
Range | Master sheet | C561 |  | Ecocoon
Range | Master sheet | D561 |  | Panneaux standard et de renfort
Range | Master sheet | E561 |  | 40cm R16, panneau seulement
Range | Master sheet | B562 |  | Brique, argile
Range | Master sheet | C562 |  | SHAW
Range | Master sheet | D562 |  | Mince – Brique à face mince
Range | Master sheet | E562 |  | 2 1/4" x 1/2" x 7-1/2" (57 x 12.7 mm x 190) incl. 3/8" mortier
Range | Master sheet | B563 |  | Brique, argile
Range | Master sheet | C563 |  | SHAW
Range | Master sheet | D563 |  | Brique moyenne de façade
Range | Master sheet | E563 |  | 3-5/8 po x 2-3/4 po x 7-5/8 po (92 x 70 x 194 mm), mortier de 3/8 po inclus3-5/8 po x 2-3/4 po x 7-5/8 po (92 x 70 x 194 mm) avec mortier de 3/8 po
Range | Master sheet | B564 |  | Barre d’armature
Range | Master sheet | C564 |  | Nucor Corporation
Range | Master sheet | D564 |  | Dimensions canadiennes
Range | Master sheet | B565 |  | Barre d’armature
Range | Master sheet | C565 |  | Nucor Corporation
Range | Master sheet | D565 |  | Dimensions canadiennes
Range | Master sheet | B566 |  | Barre d’armature
Range | Master sheet | C566 |  | Nucor Corporation
Range | Master sheet | D566 |  | Dimensions canadiennes
Range | Master sheet | B567 |  | Barre d’armature
Range | Master sheet | C567 |  | ArcelorMittal Produits longs Canada
Range | Master sheet | D567 |  | Dimensions canadiennes
Range | Master sheet | B568 |  | Barre d’armature
Range | Master sheet | C568 |  | ArcelorMittal Produits longs Canada
Range | Master sheet | D568 |  | Dimensions canadiennes
Range | Master sheet | B569 |  | Barre d’armature
Range | Master sheet | C569 |  | ArcelorMittal Produits longs Canada
Range | Master sheet | D569 |  | Dimensions canadiennes
Range | Master sheet | B570 |  | Panneau de fibres de bois
Range | Master sheet | C570 |  | North American Fiberboard Association
Range | Master sheet | D570 |  | Inclus : MSL, Blue Ridge Fiberboard Inc.
Range | Master sheet | B573 |  | Panneau en mousse XPS
Range | Master sheet | C573 |  | DuPont
Range | Master sheet | D573 |  | Styrofoam gris à PPR réduit (même que ST-100)
Range | Master sheet | B574 |  | Panneau en mousse XPS
Range | Master sheet | C574 |  | Soprema
Range | Master sheet | D574 |  | SOPRA-XPS
Range | Master sheet | B580 |  | Panneau de laine minérale
Range | Master sheet | C580 |  | Rockwool
Range | Master sheet | D580 |  | Comfortboard 80
Range | Master sheet | B581 |  | Polyiso – panneaux muraux
Range | Master sheet | C581 |  | DuPont
Range | Master sheet | D581 |  | Thermax
Range | Master sheet | B582 |  | Bois en placage stratifié
Range | Master sheet | C582 |  | Roseburg Forest Products
Range | Master sheet | D582 |  | RigidLam LVL
Range | Master sheet | B583 |  | Isolant mousse de polyuréthane giclée – structure alvéolaire fermée (HFO)
Range | Master sheet | C583 |  | Huntsman Building Solutions
Range | Master sheet | D583 |  | Airmétic HFO & Airmétic Soya HFO
Range | Master sheet | B584 |  | Polyiso – panneaux muraux
Range | Master sheet | C584 |  | PIMA
Range | Master sheet | D584 |  | Inclus: Atlas, Firestone, GAF, Johns Manville, Rmax, Carlisle, Iko, Soprema
Range | Master sheet | B585 |  | Balle de paille
Range | Master sheet | C585 |  | SNaB (UK)
Range | Master sheet | D585 |  | Paille de blé et d'orge
Range | Master sheet | B589 |  | Bardage et moulures en bois d'ingénierie
Range | Master sheet | C589 |  | LP
Range | Master sheet | D589 |  | SmartSide
Range | Master sheet | E589 |  | 0,354" (9 mm)
Range | Master sheet | B590 |  | Bardage et moulures en bois d'ingénierie
Range | Master sheet | C590 |  | LP
Range | Master sheet | D590 |  | SmartSide
Range | Master sheet | E590 |  | 0,418" (10,6 mm)
Range | Master sheet | B591 |  | Bardage et moulures en bois d'ingénierie
Range | Master sheet | C591 |  | LP
Range | Master sheet | D591 |  | SmartSide
Range | Master sheet | E591 |  | 0,578" (14,7mm)
Range | Master sheet | B592 |  | Bardage et moulures en bois d'ingénierie
Range | Master sheet | C592 |  | LP
Range | Master sheet | D592 |  | BuilderSeries® Bardage à recouvrement
Range | Master sheet | E592 |  | 9/32'' (7,3 mm)
Range | Master sheet | B593 |  | Bardage et moulures en bois d'ingénierie
Range | Master sheet | C593 |  | LP
Range | Master sheet | D593 |  | SmartSide ExpertFinish
Range | Master sheet | E593 |  | 3/8" (9,5 mm)
Range | Master sheet | B594 |  | Fenêtre – sous-fenêtre double
Range | Master sheet | C594 |  | Inline Fiberglass
Range | Master sheet | D594 |  | 300 series oscillo-battante, 300 series fixed, 325 series auvent/battant, 325 series Fixed, et 400 series
Range | Master sheet | E594 |  | Cadre en fibre de verre
Range | Master sheet | B596 |  | Panneaux de gypse – matelas de verre
Range | Master sheet | C596 |  | CertainTeed
Range | Master sheet | D596 |  | Panneaux de gypse GlasRoc
Range | Master sheet | B597 |  | Panneaux de gypse – matelas de verre
Range | Master sheet | C597 |  | Georgia-Pacific
Range | Master sheet | D597 |  | DensGlass Sheathing
Range | Master sheet | B598 |  | Panneaux de gypse – matelas de verre
Range | Master sheet | C598 |  | Association du gypse
Range | Master sheet | D598 |  | Moyenne de l'industrie nord-américaine
Range | Master sheet | E598 |  | 5/8" Type X
Range | Master sheet | B601 |  | Bardage en fibrociment
Range | Master sheet | C601 |  | James Hardie
Range | Master sheet | D601 |  | Hardie Plank HZ10, Hardie Panel HZ10, Hardie Architectural Panel HZ10
Range | Master sheet | B602 |  | Bardage en fibrociment
Range | Master sheet | C602 |  | James Hardie
Range | Master sheet | D602 |  | Hardie Plank HZ5, Hardie Panel HZ5, Hardie Architectural Panel HZ5
Range | Master sheet | B603 |  | Bardage en fibrociment
Range | Master sheet | C603 |  | James Hardie
Range | Master sheet | D603 |  | Hardie Shinlge HZ10
Range | Master sheet | E603 |  | 6,3 mm
Range | Master sheet | B604 |  | Bardage en fibrociment
Range | Master sheet | C604 |  | James Hardie
Range | Master sheet | D604 |  | Hardie Shingle HZ5
Range | Master sheet | E604 |  | 6,3 mm
Range | Master sheet | B605 |  | Panneau en fibre de verre
Range | Master sheet | C605 |  | NAIMA
Range | Master sheet | D605 |  | Inclut : Johns Manville, Knauf, Owens Corning, CertainTeed
Range | Master sheet | E605 |  | R-3,2/po
Range | Master sheet | B606 |  | Fenêtre à double vitrage
Range | Master sheet | C606 |  | AluQuébec
Range | Master sheet | D606 |  | Moyenne des fixes, à battant, coulissant, guillotine, oscillo-battant, à auvent
Range | Master sheet | E606 |  | Cadre en aluminium
Range | Master sheet | B607 |  | Fenêtre à double vitrage
Range | Master sheet | C607 |  | Arcadia
Range | Master sheet | D607 |  | CV200, T200 / À battant et projeté
Range | Master sheet | E607 |  | Cadre en aluminium
Range | Master sheet | B608 |  | Fenêtre à double vitrage
Range | Master sheet | C608 |  | EFCO
Range | Master sheet | D608 |  | Xtherm, 5FXT, FX45, 6615, 6621, 6715, FX32, OG32, OG45 / Fixe
Range | Master sheet | E608 |  | Cadre en aluminium
Range | Master sheet | B609 |  | Fenêtre à double vitrage
Range | Master sheet | C609 |  | EFCO
Range | Master sheet | D609 |  | Xtherm, 875V, 2700, 2701, 450G, 590X, 6725, PG32, PX32, WV410, WV430 / À battant et projeté
Range | Master sheet | E609 |  | Cadre en aluminium
Range | Master sheet | B610 |  | Fenêtre à double vitrage
Range | Master sheet | C610 |  | Kawneer
Range | Master sheet | D610 |  | Optiq AA4325, 8225TL¦TLF, 526, AA 6400¦6500, NX-300¦3000 / À battant et projeté
Range | Master sheet | E610 |  | Cadre en aluminium
Range | Master sheet | B611 |  | Fenêtre à double vitrage
Range | Master sheet | C611 |  | Kawneer
Range | Master sheet | D611 |  | OptiQ AA5450, TR-9100, 8400TL, AA6400¦6500¦6600 / Oscillo-battant et coulissant
Range | Master sheet | E611 |  | Cadre en aluminium
Range | Master sheet | B612 |  | Fenêtre à double vitrage
Range | Master sheet | C612 |  | Wasau
Range | Master sheet | D612 |  | Fenêtres à battant Invent
Range | Master sheet | E612 |  | Cadre en aluminium
Range | Master sheet | B613 |  | Fenêtre à double vitrage
Range | Master sheet | C613 |  | Wasau
Range | Master sheet | D613 |  | Fenêtres fixes INvent
Range | Master sheet | E613 |  | Cadre en aluminium
Range | Master sheet | B614 |  | Barrière pour murs et plafonds intérieurs, feuille
Range | Master sheet | C614 |  | Rothoblaas
Range | Master sheet | D614 |  | Vapor In Green 200 / Non-perméable
Range | Master sheet | E614 |  | 0,35 mm
Range | Master sheet | B615 |  | Barrière mur et toit, int. & ext., feuille
Range | Master sheet | C615 |  | Rothoblaas
Range | Master sheet | D615 |  | Clima Control Net 160 / À perméabilité variable
Range | Master sheet | E615 |  | 0,5 mm
Range | Master sheet | B616 |  | Barrière mur et toit, int. & ext., feuille
Range | Master sheet | C616 |  | Rothoblaas
Range | Master sheet | D616 |  | Traspir EVO 160 / 12,3 Perms
Range | Master sheet | E616 |  | 0,5 mm
Range | Master sheet | B617 |  | Barrière mur et toit, int. & ext., feuille
Range | Master sheet | C617 |  | Rothoblaas
Range | Master sheet | D617 |  | Traspir Vapor 225 / Non-perméable
Range | Master sheet | E617 |  | 0,8 mm
Range | Master sheet | B618 |  | Barrière mur intérieur, feuille
Range | Master sheet | C618 |  | Rothoblaas
Range | Master sheet | D618 |  | Traspir 110 / 101 Perms
Range | Master sheet | E618 |  | 0,4 mm
Range | Master sheet | B619 |  | Barrière mur intérieur, feuille
Range | Master sheet | C619 |  | Rothoblaas
Range | Master sheet | D619 |  | Traspir EVO UV 210 / 41,7 Perms
Range | Master sheet | E619 |  | 0,3 mm
Range | Master sheet | B620 |  | Barrière de toit, ext., feuille
Range | Master sheet | C620 |  | Rothoblaas
Range | Master sheet | D620 |  | Traspir Weld EVO 360 / 17,5 Perms
Range | Master sheet | E620 |  | 1,0 mm
Range | Master sheet | B621 |  | Barrière mur et toit, ext., autocollante
Range | Master sheet | C621 |  | Partel
Range | Master sheet | D621 |  | Exoperm Mono SA 250 / Perméable
Range | Master sheet | B622 |  | Barrière mur et toit, ext., application liquide
Range | Master sheet | C622 |  | Carlisle
Range | Master sheet | D622 |  | Barrithane VP / 11,1 Perms
Range | Master sheet | E622 |  | 40 mils
Range | Master sheet | B623 |  | Barrière mur et toit, ext., feuille
Range | Master sheet | C623 |  | Dupont
Range | Master sheet | D623 |  | Tyvek Monolayer 60 / Perméable
Range | Master sheet | B624 |  | Barrière mur et toit, ext., feuille
Range | Master sheet | C624 |  | Partel
Range | Master sheet | D624 |  | Exoperm Mono 150 / Perméable
Range | Master sheet | B625 |  | Barrière mur ext., autocollante
Range | Master sheet | C625 |  | GCP
Range | Master sheet | D625 |  | Perm-a-Barrier / Non-perméable
Range | Master sheet | E625 |  | 1 mm
Range | Master sheet | B626 |  | Barrière mur ext., autocollante
Range | Master sheet | C626 |  | Soprema
Range | Master sheet | D626 |  | Sopraseal Stick 1100 T / Non-perméable
Range | Master sheet | E626 |  | 1,0 mm
Range | Master sheet | B627 |  | Barrière mur ext., autocollante
Range | Master sheet | C627 |  | Soprema
Range | Master sheet | D627 |  | Sopraseal Stick VP / 11-17 Perms
Range | Master sheet | E627 |  | 0,6 mm
Range | Master sheet | B628 |  | Barrière mur ext., autocollante
Range | Master sheet | C628 |  | Soprema
Range | Master sheet | D628 |  | Soprasolin HD / Non-perméable
Range | Master sheet | E628 |  | 1,0 mm
Range | Master sheet | B629 |  | Barrière mur ext., autocollante
Range | Master sheet | C629 |  | Soprema
Range | Master sheet | D629 |  | SOPRAVAP'R / Non-perméable
Range | Master sheet | E629 |  | 0,8 mm
Range | Master sheet | B630 |  | Barrière mur ext., application liquide
Range | Master sheet | C630 |  | GCP
Range | Master sheet | D630 |  | Perm-a-Barrier NPL 10 / Non-perméable
Range | Master sheet | E630 |  | 1 mm
Range | Master sheet | B631 |  | Barrière mur ext., application liquide
Range | Master sheet | C631 |  | GCP
Range | Master sheet | D631 |  | Perm-a-Barrier VPL / 20 Perms
Range | Master sheet | E631 |  | 0,64 mm
Range | Master sheet | B632 |  | Barrière mur ext., application liquide
Range | Master sheet | C632 |  | GCP
Range | Master sheet | D632 |  | Perm-a-Barrier VPL 50 RS / 13 Perms
Range | Master sheet | E632 |  | 0,51 mm
Range | Master sheet | B633 |  | Barrière mur ext., feuille
Range | Master sheet | C633 |  | GCP
Range | Master sheet | D633 |  | Perm-a-Barrier NPS / Non-perméable
Range | Master sheet | E633 |  | 0,46 mm
Range | Master sheet | B634 |  | Barrière mur ext., application liquide
Range | Master sheet | C634 |  | Soprema
Range | Master sheet | D634 |  | Sopraseal LM 200 S / 0,6 Perm
Range | Master sheet | B635 |  | Barrière mur ext., application liquide
Range | Master sheet | C635 |  | Soprema
Range | Master sheet | D635 |  | SOPRASEAL LM 204 VP / 10-17 Perms
Range | Master sheet | E635 |  | 0,6 mm
Range | Master sheet | B636 |  | Barrière d’étanchéité ext., autocollante
Range | Master sheet | C636 |  | Carlisle
Range | Master sheet | D636 |  | MiraPLY V
Range | Master sheet | B637 |  | Barrière d’étanchéité ext., application liquide
Range | Master sheet | C637 |  | Carlisle
Range | Master sheet | D637 |  | MiraSEAL & MiraTITE
Range | Master sheet | B638 |  | Barrière pour murs et plafonds intérieurs, feuille
Range | Master sheet | C638 |  | Partel
Range | Master sheet | D638 |  | IZOPERM PLUS / Non-perméable
Range | Master sheet | B639 |  | Barrière pour murs et plafonds intérieurs, feuille
Range | Master sheet | C639 |  | Partel
Range | Master sheet | D639 |  | VARA PLUS / Perméabilité variable
Range | Master sheet | B640 |  | Barrière pour murs et plafonds intérieurs, feuille
Range | Master sheet | C640 |  | Rothoblaas
Range | Master sheet | D640 |  | Clima Control 80 / Perméabilité variable
Range | Master sheet | E640 |  | 0,22 mm
Range | Master sheet | B641 |  | Barrière pour murs et plafonds intérieurs, feuille
Range | Master sheet | C641 |  | Rothoblaas
Range | Master sheet | D641 |  | Vapor in NET 140 / Non-perméable
Range | Master sheet | E641 |  | 0,15 mm
Range | Master sheet | B642 |  | Barrière pour murs et plafonds intérieurs, feuille
Range | Master sheet | C642 |  | SIGA
Range | Master sheet | D642 |  | Majrex 200 / Perméabilité variable
Range | Master sheet | B643 |  | Barrière, feuille
Range | Master sheet | D643 |  | Feuille de polyéthylène
Range | Master sheet | E643 |  | 10 mil
Range | Master sheet | B644 |  | Barrière, feuille
Range | Master sheet | D644 |  | Feuille de polyéthylène
Range | Master sheet | E644 |  | 6 mil
Range | Master sheet | B645 |  | Natte de laine minérale
Range | Master sheet | C645 |  | Owens Corning
Range | Master sheet | D645 |  | Thermafiber SAFB (4pcf), Versaboard 40
Range | Master sheet | E645 |  | R 3,7/po
Range | Master sheet | B646 |  | Natte de laine minérale
Range | Master sheet | C646 |  | Owens Corning
Range | Master sheet | D646 |  | UltraBatt – Garde-feu et acoustique Plus R-15, R-30
Range | Master sheet | E646 |  | R 4,2/po
Range | Master sheet | B647 |  | Natte de laine minérale
Range | Master sheet | C647 |  | Owens Corning
Range | Master sheet | D647 |  | UltraBatt – Garde-feu et acoustique Plus R-23
Range | Master sheet | E647 |  | R 4,2/po
Range | Master sheet | B648 |  | Natte de laine minérale
Range | Master sheet | C648 |  | Owens Corning
Range | Master sheet | D648 |  | UltraBatt – Garde-feu et acoustique Plus R-24
Range | Master sheet | E648 |  | R 4,0/po
Range | Master sheet | B649 |  | Panneau de laine minérale
Range | Master sheet | C649 |  | Owens Corning
Range | Master sheet | D649 |  | Thermafiber RainBarrier ci 80
Range | Master sheet | E649 |  | R 4,2/po
Range | Master sheet | B650 |  | Panneau de laine minérale
Range | Master sheet | C650 |  | Owens Corning
Range | Master sheet | D650 |  | Thermafiber RainBarrier ci HC 140
Range | Master sheet | E650 |  | R 4,2/po
Range | Master sheet | B651 |  | Panneau de laine minérale
Range | Master sheet | C651 |  | Owens Corning
Range | Master sheet | D651 |  | Thermafiber RainBarrier ci HC 110
Range | Master sheet | E651 |  | R 4,3/po
Range | Master sheet | B652 |  | Natte de laine minérale
Range | Master sheet | C652 |  | Rockwool
Range | Master sheet | D652 |  | ComfortBatt R-23
Range | Master sheet | E652 |  | R 4,2/po
Range | Master sheet | B653 |  | Natte de laine minérale
Range | Master sheet | C653 |  | Rockwool
Range | Master sheet | D653 |  | ComfortBatt R-24 (Montants acier)
Range | Master sheet | E653 |  | R 4,0/po
Range | Master sheet | B654 |  | Natte de laine minérale
Range | Master sheet | C654 |  | Rockwool
Range | Master sheet | D654 |  | ComfortBatt R-24 (Montants bois)
Range | Master sheet | E654 |  | R 4,4/po
Range | Master sheet | B655 |  | Panneau de laine minérale
Range | Master sheet | C655 |  | Rockwool
Range | Master sheet | D655 |  | Cavityrock
Range | Master sheet | E655 |  | R 4,3/po
Range | Master sheet | B656 |  | Panneau de laine minérale
Range | Master sheet | C656 |  | Rockwool
Range | Master sheet | D656 |  | Comfortboard 110
Range | Master sheet | E656 |  | R 4,0/po
Range | Master sheet | B657 |  | Panneau de laine minérale
Range | Master sheet | C657 |  | Rockwool
Range | Master sheet | D657 |  | Comfortboard 80
Range | Master sheet | E657 |  | R 4,2/po
Range | Master sheet | B658 |  | Panneau de laine minérale
Range | Master sheet | C658 |  | Rockwool
Range | Master sheet | D658 |  | Toprock DD
Range | Master sheet | E658 |  | R 4,3/po
Range | Master sheet | B659 |  | Natte de laine minérale
Range | Master sheet | C659 |  | Rockwool
Range | Master sheet | D659 |  | Safe'n'Sound
Range | Master sheet | E659 |  | R 4,0/po
Range | Master sheet | B660 |  | Agrégat de mousse de verre
Range | Master sheet | C660 |  | Groupe Foamit
Range | Master sheet | E660 |  | 191 kg/m3, 10-60 mm, R 1,5/po
Range | Master sheet | B661 |  | Carreau vinyle de luxe
Range | Master sheet | C661 |  | Institut du couvre-sol résilient
Range | Master sheet | D661 |  | Revêtement en lames, pose libre
Range | Master sheet | E661 |  | 4,5 – 6 mm
Range | Master sheet | B662 |  | Carreau vinyle de luxe
Range | Master sheet | C662 |  | Institut du couvre-sol résilient
Range | Master sheet | D662 |  | Collé
Range | Master sheet | E662 |  | 1,5 – 4,5 mm
Range | Master sheet | B663 |  | Revêtement de plancher en vinyle
Range | Master sheet | C663 |  | Institut du couvre-sol résilient
Range | Master sheet | D663 |  | Feuille hétérogène
Range | Master sheet | E663 |  | 2 mm
Range | Master sheet | B664 |  | Panneaux SIP – mousse EPS & OSB
Range | Master sheet | C664 |  | SIPA
Range | Master sheet | D664 |  | Inclut : ACME Panel, Enercept, Extreme Panel Technologies, FischerSIPS, Insulspan, Lamit, PorterCorp, Preflex, Premier Building Systems, Thermafoam R-Control, Urban Industries
Range | Master sheet | E664 |  | Panneau R-15 4,5"
Range | Master sheet | B665 |  | Panneaux SIP – mousse EPS & OSB
Range | Master sheet | C665 |  | SIPA
Range | Master sheet | D665 |  | Inclut : ACME Panel, Enercept, Extreme Panel Technologies, FischerSIPS, Insulspan, Lamit, PorterCorp, Preflex, Premier Building Systems, Thermafoam R-Control, Urban Industries
Range | Master sheet | E665 |  | Panneau R-23 6,5"
Range | Master sheet | B666 |  | Panneaux SIP – mousse EPS & OSB
Range | Master sheet | C666 |  | SIPA
Range | Master sheet | D666 |  | Inclut : ACME Panel, Enercept, Extreme Panel Technologies, FischerSIPS, Insulspan, Lamit, PorterCorp, Preflex, Premier Building Systems, Thermafoam R-Control, Urban Industries
Range | Master sheet | E666 |  | Panneau R-30 8,25"
Range | Master sheet | B667 |  | Panneaux SIP – mousse EPS & OSB
Range | Master sheet | C667 |  | SIPA
Range | Master sheet | D667 |  | Inclut : ACME Panel, Enercept, Extreme Panel Technologies, FischerSIPS, Insulspan, Lamit, PorterCorp, Preflex, Premier Building Systems, Thermafoam R-Control, Urban Industries
Range | Master sheet | E667 |  | Panneau R-38 10,25"
Range | Master sheet | B668 |  | Panneaux SIP – mousse EPS & OSB
Range | Master sheet | C668 |  | SIPA
Range | Master sheet | D668 |  | Inclut : ACME Panel, Enercept, Extreme Panel Technologies, FischerSIPS, Insulspan, Lamit, PorterCorp, Preflex, Premier Building Systems, Thermafoam R-Control, Urban Industries
Range | Master sheet | E668 |  | Panneau R-45 12,25"
Range | Master sheet | AR2 |  | ACV révisée par les pairs, 2011
Range | Master sheet | AR3 |  | ACV révisée par les pairs, 2016
Formula | _Master sheet | AR4 | 1 | Expiré
Formula | _Master sheet | AR5 | 1 | Expiré
Formula | _Master sheet | AR22 | 1 | Expiré
Formula | _Master sheet | AR23 | 1 | Expiré
Formula | _Master sheet | AR24 | 1 | Expiré
Formula | _Master sheet | AR25 | 1 | Expiré
Formula | _Master sheet | AR29 | 1 | Expiré
Formula | _Master sheet | AR34 | 1 | Expiré
Formula | _Master sheet | AR35 | 1 | Expiré
Formula | _Master sheet | AR36 | 1 | Expiré
Formula | _Master sheet | AR37 | 1 | Expiré
Range | Master sheet | AR38 |  | Moyenne multi-DEP, EC3 Tool
Range | Master sheet | AR39 |  | Moyenne multi-DEP, EC3 Tool
Range | Master sheet | AR40 |  | Moyenne multi-DEP, EC3 Tool
Formula | _Master sheet | AR42 | 1 | Expiré
Formula | _Master sheet | AR43 | 1 | Expiré
Formula | _Master sheet | AR44 | 1 | Expiré
Formula | _Master sheet | AR45 | 1 | Expiré
Formula | _Master sheet | AR46 | 1 | Expiré
Formula | _Master sheet | AR47 | 1 | Expiré
Formula | _Master sheet | AR48 | 1 | Expiré
Formula | _Master sheet | AR49 | 1 | Expiré
Formula | _Master sheet | AR50 | 1 | Expiré
Formula | _Master sheet | AR53 | 1 | Expiré
Range | Master sheet | AR57 |  | ACV révisée par les pairs, 2014
Formula | _Master sheet | AR58 | 1 | Expiré
Range | Master sheet | AR73 |  | ACV révisée par les pairs
Range | Master sheet | AR74 |  | ACV révisée par les pairs
Range | Master sheet | AR75 |  | Adapté d’une ACV révisée par les pairs, 2019
Range | Master sheet | AR76 |  | ACV révisée par les pairs, 2019
Range | Master sheet | AR77 |  | ACV révisée par les pairs, 2019
Range | Master sheet | AR78 |  | ACV révisée par les pairs, 2019
Formula | _Master sheet | AR79 | 1 | Expiré
Formula | _Master sheet | AR80 | 1 | Expiré
Formula | _Master sheet | AR81 | 1 | Expiré
Formula | _Master sheet | AR82 | 1 | Expiré
Formula | _Master sheet | AR83 | 1 | Expiré
Formula | _Master sheet | AR84 | 1 | Expiré
Formula | _Master sheet | AR85 | 1 | Expiré
Formula | _Master sheet | AR86 | 1 | Expiré
Formula | _Master sheet | AR87 | 1 | Expiré
Formula | _Master sheet | AR88 | 1 | Expiré
Formula | _Master sheet | AR89 | 1 | Expiré
Formula | _Master sheet | AR90 | 1 | Expiré
Formula | _Master sheet | AR91 | 1 | Expiré
Formula | _Master sheet | AR92 | 1 | Expiré
Formula | _Master sheet | AR93 | 1 | Expiré
Formula | _Master sheet | AR94 | 1 | Expiré
Formula | _Master sheet | AR95 | 1 | Expiré
Formula | _Master sheet | AR96 | 1 | Expiré
Formula | _Master sheet | AR97 | 1 | Expiré
Formula | _Master sheet | AR98 | 1 | Expiré
Formula | _Master sheet | AR99 | 1 | Expiré
Formula | _Master sheet | AR100 | 1 | Expiré
Formula | _Master sheet | AR101 | 1 | Expiré
Formula | _Master sheet | AR102 | 1 | Expiré
Formula | _Master sheet | AR106 | 1 | Expiré
Formula | _Master sheet | AR113 | 1 | Expiré
Formula | _Master sheet | AR114 | 1 | Expiré
Formula | _Master sheet | AR118 | 1 | Expiré
Formula | _Master sheet | AR119 | 1 | Expiré
Formula | _Master sheet | AR122 | 1 | Expiré
Formula | _Master sheet | AR135 | 1 | Expiré
Formula | _Master sheet | AR136 | 1 | Expiré
Formula | _Master sheet | AR140 | 1 | Expiré
Formula | _Master sheet | AR146 | 1 | Expiré
Formula | _Master sheet | AR160 | 1 | Expiré
Formula | _Master sheet | AR161 | 1 | Expiré
Formula | _Master sheet | AR170 | 1 | Expiré
Formula | _Master sheet | AR172 | 1 | Expiré
Formula | _Master sheet | AR176 | 1 | Expiré
Range | Master sheet | AR187 |  | ACV révisée par les pairs, 2017
Range | Master sheet | AR188 |  | ACV révisée par les pairs, 2020
Formula | _Master sheet | AR191 | 1 | Expiré
Formula | _Master sheet | AR192 | 1 | Expiré
Formula | _Master sheet | AR205 | 1 | Expiré
Formula | _Master sheet | AR206 | 1 | Expiré
Formula | _Master sheet | AR209 | 1 | Expiré
Formula | _Master sheet | AR210 | 1 | Expiré
Formula | _Master sheet | AR211 | 1 | Expiré
Range | Master sheet | AR219 |  | La marque utilisée était « Inclus : Agway, Bailey, Behlen, Canam, DASS, DCM, Duchesne, EB, Exsteel, Ideal Roofing, Imperial, LKME, Manugypse, Metal Up, Scotia, Steel Tile Co, Steelway, Trebor, Vicwest, Vulcraft, Westform, Westman » mais elle a été supprimée car elle était trop longue (mars 2025)
Formula | _Master sheet | AR222 | 1 | Expiré
Formula | _Master sheet | AR225 | 1 | Expiré
Range | Master sheet | AR235 |  | ACV indépendante, 2013
Formula | _Master sheet | AR236 | 1 | Expiré
Formula | _Master sheet | AR237 | 1 | Expiré
Formula | _Master sheet | AR238 | 1 | Expiré
Formula | _Master sheet | AR242 | 1 | Expiré
Formula | _Master sheet | AR248 | 1 | Expiré
Formula | _Master sheet | AR251 | 1 | Expiré
Formula | _Master sheet | AR252 | 1 | Expiré
Formula | _Master sheet | AR253 | 1 | Expiré
Formula | _Master sheet | AR279 | 1 | Expiré
Formula | _Master sheet | AR284 | 1 | Expiré
Range | Master sheet | AR293 |  | Base de données ICE (R.-U.)
Formula | _Master sheet | AR287 | 1 | Expiré
Range | Master sheet | AR295 |  | ACV révisée par les pairs
Range | Master sheet | AR296 |  | Base de données ICE (R.-U.)
Range | Master sheet | AR297 |  | Base de données ICE (R.-U.)
Formula | _Master sheet | AR296 | 1 | Expiré
Formula | _Master sheet | AR297 | 1 | Expiré
Formula | _Master sheet | AR298 | 1 | Expiré
Range | Master sheet | AR306 |  | A1-B1
Formula | _Master sheet | AR301 | 1 | Expiré
Formula | _Master sheet | AR304 | 1 | Expiré
Formula | _Master sheet | AR307 | 1 | Expiré
Formula | _Master sheet | AR329 | 1 | Expiré
Formula | _Master sheet | AR330 | 1 | Expiré
Formula | _Master sheet | AR332 | 1 | Expiré
Formula | _Master sheet | AR335 | 1 | Expiré
Formula | _Master sheet | AR337 | 1 | Expiré
Formula | _Master sheet | AR339 | 1 | Expiré
Formula | _Master sheet | AR342 | 1 | Expiré
Formula | _Master sheet | AR346 | 1 | Expiré
Formula | _Master sheet | AR351 | 1 | Expiré
Formula | _Master sheet | AR352 | 1 | Expiré
Formula | _Master sheet | AR356 | 1 | Expiré
Formula | _Master sheet | AR357 | 1 | Expiré
Range | Master sheet | AR370 |  | Étude BfCA (Tally)
Range | Master sheet | AR372 |  | Étude BfCA (Tally)
Range | Master sheet | AR374 |  | Étude BfCA (Tally)
Range | Master sheet | AR376 |  | Étude BfCA (Tally)
Range | Master sheet | AR377 |  | Étude BfCA (Tally)
Range | Master sheet | AR378 |  | Étude BfCA (Tally)
Range | Master sheet | AR380 |  | Étude BfCA (Tally)
Range | Master sheet | AR382 |  | Étude BfCA (Tally)
Range | Master sheet | AR384 |  | ACV indépendante
Range | Master sheet | AR385 |  | ACV indépendante
Formula | _Master sheet | AR379 | 1 | Expiré
Formula | _Master sheet | AR386 | 1 | Expiré
Formula | _Master sheet | AR398 | 1 | Expiré
Formula | _Master sheet | AR399 | 1 | Expiré
Formula | _Master sheet | AR400 | 1 | Expiré
Formula | _Master sheet | AR408 | 1 | Expiré
Formula | _Master sheet | AR409 | 1 | Expiré
Formula | _Master sheet | AR411 | 1 | Expiré
Formula | _Master sheet | AR412 | 1 | Expiré
Range | Master sheet | AR431 |  | A1-B1
Formula | _Master sheet | AR416 | 1 | Expiré
Formula | _Master sheet | AR417 | 1 | Expiré
Formula | _Master sheet | AR418 | 1 | Expiré
Formula | _Master sheet | AR419 | 1 | Expiré
Formula | _Master sheet | AR420 | 1 | Expiré
Range | Master sheet | AR437 |  | ACV composite
Range | Master sheet | AR438 |  | ACV composite
Range | Master sheet | AR439 |  | ACV composite
Range | Master sheet | AR440 |  | ACV composite
Formula | _Master sheet | AR425 | 1 | Expiré
Range | Master sheet | AR442 |  | ACV composite
Formula | _Master sheet | AR427 | 1 | Expiré
Formula | _Master sheet | AR428 | 1 | Expiré
Formula | _Master sheet | AR429 | 1 | Expiré
Formula | _Master sheet | AR430 | 1 | Expiré
Formula | _Master sheet | AR431 | 1 | Expiré
Formula | _Master sheet | AR432 | 1 | Expiré
Formula | _Master sheet | AR433 | 1 | Expiré
Formula | _Master sheet | AR434 | 1 | Expiré
Formula | _Master sheet | AR435 | 1 | Expiré
Formula | _Master sheet | AR436 | 1 | Expiré
Formula | _Master sheet | AR437 | 1 | Expiré
Formula | _Master sheet | AR438 | 1 | Expiré
Formula | _Master sheet | AR439 | 1 | Expiré
Formula | _Master sheet | AR440 | 1 | Expiré
Formula | _Master sheet | AR441 | 1 | Expiré
Formula | _Master sheet | AR442 | 1 | Expiré
Formula | _Master sheet | AR443 | 1 | Expiré
Formula | _Master sheet | AR444 | 1 | Expiré
Formula | _Master sheet | AR445 | 1 | Expiré
Formula | _Master sheet | AR446 | 1 | Expiré
Formula | _Master sheet | AR447 | 1 | Expiré
Formula | _Master sheet | AR448 | 1 | Expiré
Formula | _Master sheet | AR449 | 1 | Expiré
Formula | _Master sheet | AR450 | 1 | Expiré
Formula | _Master sheet | AR451 | 1 | Expiré
Formula | _Master sheet | AR452 | 1 | Expiré
Formula | _Master sheet | AR453 | 1 | Expiré
Formula | _Master sheet | AR454 | 1 | Expiré
Formula | _Master sheet | AR455 | 1 | Expiré
Formula | _Master sheet | AR456 | 1 | Expiré
Formula | _Master sheet | AR457 | 1 | Expiré
Formula | _Master sheet | AR458 | 1 | Expiré
Formula | _Master sheet | AR459 | 1 | Expiré
Formula | _Master sheet | AR460 | 1 | Expiré
Formula | _Master sheet | AR461 | 1 | Expiré
Formula | _Master sheet | AR462 | 1 | Expiré
Formula | _Master sheet | AR463 | 1 | Expiré
Formula | _Master sheet | AR464 | 1 | Expiré
Formula | _Master sheet | AR465 | 1 | Expiré
Formula | _Master sheet | AR466 | 1 | Expiré
Formula | _Master sheet | AR467 | 1 | Expiré
Formula | _Master sheet | AR468 | 1 | Expiré
Formula | _Master sheet | AR469 | 1 | Expiré
Formula | _Master sheet | AR470 | 1 | Expiré
Formula | _Master sheet | AR471 | 1 | Expiré
Formula | _Master sheet | AR472 | 1 | Expiré
Formula | _Master sheet | AR473 | 1 | Expiré
Formula | _Master sheet | AR474 | 1 | Expiré
Formula | _Master sheet | AR475 | 1 | Expiré
Formula | _Master sheet | AR476 | 1 | Expiré
Formula | _Master sheet | AR477 | 1 | Expiré
Formula | _Master sheet | AR478 | 1 | Expiré
Formula | _Master sheet | AR479 | 1 | Expiré
Formula | _Master sheet | AR480 | 1 | Expiré
Formula | _Master sheet | AR481 | 1 | Expiré
Formula | _Master sheet | AR482 | 1 | Expiré
Formula | _Master sheet | AR483 | 1 | Expiré
Formula | _Master sheet | AR484 | 1 | Expiré
Formula | _Master sheet | AR485 | 1 | Expiré
Formula | _Master sheet | AR486 | 1 | Expiré
Formula | _Master sheet | AR487 | 1 | Expiré
Formula | _Master sheet | AR488 | 1 | Expiré
Formula | _Master sheet | AR489 | 1 | Expiré
Formula | _Master sheet | AR490 | 1 | Expiré
Formula | _Master sheet | AR491 | 1 | Expiré
Formula | _Master sheet | AR492 | 1 | Expiré
Formula | _Master sheet | AR493 | 1 | Expiré
Formula | _Master sheet | AR494 | 1 | Expiré
Formula | _Master sheet | AR495 | 1 | Expiré
Formula | _Master sheet | AR496 | 1 | Expiré
Formula | _Master sheet | AR497 | 1 | Expiré
Formula | _Master sheet | AR498 | 1 | Expiré
Formula | _Master sheet | AR499 | 1 | Expiré
Formula | _Master sheet | AR500 | 1 | Expiré
Formula | _Master sheet | AR501 | 1 | Expiré
Formula | _Master sheet | AR502 | 1 | Expiré
Formula | _Master sheet | AR503 | 1 | Expiré
Formula | _Master sheet | AR504 | 1 | Expiré
Formula | _Master sheet | AR505 | 1 | Expiré
Formula | _Master sheet | AR506 | 1 | Expiré
Formula | _Master sheet | AR507 | 1 | Expiré
Formula | _Master sheet | AR508 | 1 | Expiré
Formula | _Master sheet | AR509 | 1 | Expiré
Formula | _Master sheet | AR510 | 1 | Expiré
Formula | _Master sheet | AR511 | 1 | Expiré
Formula | _Master sheet | AR512 | 1 | Expiré
Formula | _Master sheet | AR513 | 1 | Expiré
Formula | _Master sheet | AR514 | 1 | Expiré
Formula | _Master sheet | AR515 | 1 | Expiré
Formula | _Master sheet | AR516 | 1 | Expiré
Formula | _Master sheet | AR517 | 1 | Expiré
Formula | _Master sheet | AR518 | 1 | Expiré
Formula | _Master sheet | AR519 | 1 | Expiré
Formula | _Master sheet | AR520 | 1 | Expiré
Formula | _Master sheet | AR521 | 1 | Expiré
Formula | _Master sheet | AR522 | 1 | Expiré
Formula | _Master sheet | AR523 | 1 | Expiré
Formula | _Master sheet | AR524 | 1 | Expiré
Formula | _Master sheet | AR525 | 1 | Expiré
Formula | _Master sheet | AR526 | 1 | Expiré
Formula | _Master sheet | AR527 | 1 | Expiré
Formula | _Master sheet | AR528 | 1 | Expiré
Formula | _Master sheet | AR529 | 1 | Expiré
Formula | _Master sheet | AR530 | 1 | Expiré
Formula | _Master sheet | AR531 | 1 | Expiré
Formula | _Master sheet | AR532 | 1 | Expiré
Formula | _Master sheet | AR533 | 1 | Expiré
Formula | _Master sheet | AR534 | 1 | Expiré
Formula | _Master sheet | AR535 | 1 | Expiré
Formula | _Master sheet | AR536 | 1 | Expiré
Formula | _Master sheet | AR537 | 1 | Expiré
Formula | _Master sheet | AR538 | 1 | Expiré
Formula | _Master sheet | AR539 | 1 | Expiré
Formula | _Master sheet | AR540 | 1 | Expiré
Formula | _Master sheet | AR541 | 1 | Expiré
Formula | _Master sheet | AR545 | 1 | Expiré
Formula | _Master sheet | AR546 | 1 | Expiré
Formula | _Master sheet | AR547 | 1 | Expiré
Formula | _Master sheet | AR548 | 1 | Expiré
Formula | _Master sheet | AR549 | 1 | Expiré
Formula | _Master sheet | AR550 | 1 | Expiré
Formula | _Master sheet | AR551 | 1 | Expiré
Formula | _Master sheet | AR552 | 1 | Expiré
Formula | _Master sheet | AR553 | 1 | Expiré
Formula | _Master sheet | AR554 | 1 | Expiré
Range | Master sheet | AR573 |  | A1-B1
Range | Master sheet | AR574 |  | A1-B1
Formula | _Master sheet | AR564 | 1 | Expiré
Formula | _Master sheet | AR565 | 1 | Expiré
Formula | _Master sheet | AR566 | 1 | Expiré
Range | Master sheet | AR583 |  | A1-B1
Formula | _Master sheet | AR568 | 1 | Expiré
Formula | _Master sheet | AR569 | 1 | Expiré
Formula | _Master sheet | AR578 | 1 | Expiré
Formula | _Master sheet | AR580 | 1 | Expiré
Range | Energy GHG | C1 |  | Province
Range | Energy GHG | D1 |  | Facteur de GES – Électricité
Range | Energy GHG | E1 |  | Facteur de GES – Gaz naturel
Range | Energy GHG | F1 |  | Facteur de GES – Mazout
Range | Energy GHG | G1 |  | Facteur de GES – Propane
Range | Energy GHG | H1 |  | Facteur de GES – Bois
Range | Energy GHG | C2 |  | Terre-Neuve-et-Labrador
Range | Energy GHG | C3 |  | Île-du-Prince-Édouard
Range | Energy GHG | C4 |  | Nouvelle-Écosse
Range | Energy GHG | C5 |  | Nouveau-Brunswick
Range | Energy GHG | C6 |  | Québec
Range | Energy GHG | C7 |  | Ontario
Range | Energy GHG | C8 |  | Manitoba
Range | Energy GHG | C9 |  | Saskatchewan
Range | Energy GHG | C10 |  | Alberta
Range | Energy GHG | C11 |  | Colombie-Britannique
Range | Energy GHG | C12 |  | Yukon
Range | Energy GHG | C13 |  | Territoires du Nord-Ouest
Range | Energy GHG | C14 |  | Nunavut
Range | Energy GHG | C15 |  | Remplacer la province
Range | Energy GHG | C16 |  | Remplacer la valeur
Range | Energy GHG | C17 |  | Source d’information
Range | Energy GHG | C19 |  | Résultats des calculs de GES
Range | Energy GHG | A20 |  | Consommation de carburant à partir du fichier h2k
Range | Energy GHG | C20 |  | Province
Range | Energy GHG | D20 |  | Électricité
Range | Energy GHG | E20 |  | Gaz naturel
Range | Energy GHG | F20 |  | Mazout
Range | Energy GHG | G20 |  | Propane
Range | Energy GHG | H20 |  | Bois
Range | Energy GHG | I20 |  | Total
Range | Energy GHG | A21 |  | Électricité_kWh
Range | Energy GHG | C21 |  | Terre-Neuve-et-Labrador
Range | Energy GHG | A22 |  | Gaz naturel_m3
Range | Energy GHG | C22 |  | Île-du-Prince-Édouard
Range | Energy GHG | A23 |  | Mazout_Litres
Range | Energy GHG | C23 |  | Nouvelle-Écosse
Range | Energy GHG | A24 |  | Propane_Litres
Range | Energy GHG | C24 |  | Nouveau-Brunswick
Range | Energy GHG | A25 |  | Bois_Kg
Range | Energy GHG | C25 |  | Québec
Range | Energy GHG | C26 |  | Ontario
Range | Energy GHG | C27 |  | Manitoba
Range | Energy GHG | A28 |  | Émissions provenant de matériaux
Range | Energy GHG | C28 |  | Saskatchewan
Range | Energy GHG | C29 |  | Alberta
Range | Energy GHG | C30 |  | Colombie-Britannique
Range | Energy GHG | C31 |  | Yukon
Range | Energy GHG | A32 |  | Renouvelables_GJ
Range | Energy GHG | C32 |  | Territoires du Nord-Ouest
Range | Energy GHG | C33 |  | Nunavut
Shape | Introduction | TextBox 8 | TRUE | RNCan tient à souligner la contribution fondamentale de Chris Magwood et de l’équipe de Builders for Climate Action. L’estimateur d’émissions de carbone des matériaux (MCE2) a été créé conjointement par l’équipe de Builders for Climate Action (https://www.buildersforclimateaction.org/) et RNCan. Il soutient la mission de Builders for Climate Action qui consiste à : « offrir aux générations futures nos meilleurs efforts pour freiner les pires effets du changement climatique par une action intelligente, coordonnée et efficace pour réduire les émissions du secteur tout en créant un monde juste et équitable » et le mandat de RNCan qui consiste à aider l’industrie à prendre des décisions éclairées en matière de performance énergétique et de réduction de carbone dans l’environnement bâti.
MsgBox |  | msgBVT |  | Attention : le bâtiment est modélisé avec un nombre particulier d'étages (<~NoOfStoreys~>). Veuillez spécifier manuellement la surface totale du plafond.
MsgBox |  | msgCTR |  | Erreur : aucun résultat n'a été trouvé. Veuillez exécuter 'calculs' dans HOT2000 et réessayer.
MsgBox |  | msgVIU |  | Erreur : Veuillez sélectionner un fichier .h2k
MsgBox |  | msgXRT |  | Le scénario '<~new_SCN_Name~>' existe déjà. Veuillez sélectionner un nouveau nom.
MsgBox |  | msgCTI |  | Vous avez déjà créé '<~MAX_SCENARIOS~>' scénarios. L'outil ne prend pas en charge les scénarios supplémentaires. Vous pouvez supprimer un scénario et réessayer.
MsgBox |  | msgMTD |  | Le scénario '<~scn_Name~>' n'existe pas. Veuillez réessayer. | Nom de scénario
MsgBox |  | msgUOQ |  | Le scénario '<~scn_Name~>' est introuvable. Veuillez réessayer.
MsgBox |  | msgVCU |  | Etes-vous sûr de vouloir supprimer le scénario '<~scn_Name~>' ?
MsgBox |  | msgUIM |  | L'adresse des cellules orange est enregistrée dans la feuille <~scnDBSh.Name~>.
MsgBox |  | msgFVT |  | Veuillez entrer un nom pour votre scénario | Nom de scénario
MsgBox |  | msgEVU |  | Sélectionnez le fichier de maison (h2k)
MsgBox |  | msgVRG |  | Toutes les données sur la fiche "SCÉNARIOS" seront perdues. Voulez-vous continuer ? | Alerte
MsgBox |  | msgCYT |  | Le changement de province modifie à la fois le facteur d'intensité des GES du réseau électrique et les mélanges de béton disponibles dans la région. Si vous continuez, vos sélections actuelles de béton pour la <~Province_Name~> seront sauvegardées pour une utilisation ultérieure. Vous devrez faire de nouvelles sélections de béton basées sur les mélanges disponibles dans la région pour la province de votre choix.
MsgBox |  | msgNTR |  | Le changement de province modifie à la fois le facteur d'intensité des GES du réseau électrique et les mélanges de béton disponibles dans la région. Les mélanges de béton sélectionnés précédemment pour la <~Province_Name~> seront chargés.
MsgBox |  | msgWNK |  | Cette action supprimera toutes les données de cette feuille, y compris les notes de la colonne <~note_column~>. Voulez-vous continuer ? | Alerte
MsgBox |  | msgWNL |  | La restauration de ce scénario supprimera toutes les données de tous les onglets d’assemblage, y compris les notes de la colonne <~note_column~>. Voulez-vous continuer ? | Alerte
Forms |  | frmSelectScenario |  | Sélectionnez un scénario
Forms |  | lblSelectScenToDelete | delete | Sélectionnez un scénario à supprimer
Forms |  | lblSelectScenToDelete | restore | Sélectionnez un scénario à restaurer
Forms |  | cmdCancel |  | Annuler
Forms |  | cmdOk |  | Sélectionnez
Forms |  | lblWaitMessage |  | Un moment s'il vous plaît…
Validation.InputMessage | User-Defined | D19 |  | Sélectionnez l'isolation parmi la liste déroulante, entrez la valeur R (à gauche, en unités impériales) et la superficie (à droite, en mètres carrés).
Validation.InputMessage | User-Defined | D20 |  | Sélectionnez l'isolation parmi la liste déroulante, entrez la valeur R (à gauche, en unités impériales) et la superficie (à droite, en mètres carrés).
Validation.InputMessage | User-Defined | D21 |  | Sélectionnez l'isolation parmi la liste déroulante, entrez la valeur R (à gauche, en unités impériales) et la superficie (à droite, en mètres carrés).
Validation.InputMessage | Energy GHG | D15 |  | Sélectionnez une province dont vous voulez remplacer le facteur de GES, puis entrez la nouvelle valeur de l'intensité des GES dans la cellule correspondante ci-dessous. Note : un seul type de carburant d'une province peut être remplacé à la fois.
Validation.InputMessage | Energy GHG | E15 |  | Sélectionnez une province dont vous voulez remplacer le facteur de GES, puis entrez la nouvelle valeur de l'intensité des GES dans la cellule correspondante ci-dessous. Note : un seul type de carburant d'une province peut être remplacé à la fois.
Validation.InputMessage | Energy GHG | F15 |  | Sélectionnez une province dont vous voulez remplacer le facteur de GES, puis entrez la nouvelle valeur de l'intensité des GES dans la cellule correspondante ci-dessous. Note : un seul type de carburant d'une province peut être remplacé à la fois.
Validation.InputMessage | Energy GHG | G15 |  | Sélectionnez une province dont vous voulez remplacer le facteur de GES, puis entrez la nouvelle valeur de l'intensité des GES dans la cellule correspondante ci-dessous. Note : un seul type de carburant d'une province peut être remplacé à la fois.
Validation.InputMessage | Energy GHG | H15 |  | Sélectionnez une province dont vous voulez remplacer le facteur de GES, puis entrez la nouvelle valeur de l'intensité des GES dans la cellule correspondante ci-dessous. Note : un seul type de carburant d'une province peut être remplacé à la fois.
Validation.InputMessage | Energy GHG | D17 |  | Indiquez la source d'information utilisée pour la valeur de remplacement. Un lien Internet est préférable, s'il est disponible.
Validation.InputMessage | Energy GHG | E17 |  | Indiquez la source d'information utilisée pour la valeur de remplacement. Un lien Internet est préférable, s'il est disponible.
Validation.InputMessage | Energy GHG | F17 |  | Indiquez la source d'information utilisée pour la valeur de remplacement. Un lien Internet est préférable, s'il est disponible.
Validation.InputMessage | Energy GHG | G17 |  | Indiquez la source d'information utilisée pour la valeur de remplacement. Un lien Internet est préférable, s'il est disponible.
Validation.InputMessage | Energy GHG | H17 |  | Indiquez la source d'information utilisée pour la valeur de remplacement. Un lien Internet est préférable, s'il est disponible.
Shape | Footings & Slabs | Rounded Rectangle 2¦¦Rectangle: Rounded Corners 2 |  | Effacer cette fiche seulement
Shape | Foundation Walls | Rounded Rectangle 1¦¦Rectangle: Rounded Corners 1 |  | Effacer cette fiche seulement
Shape | Structural Elements | Rounded Rectangle 1¦¦Rectangle: Rounded Corners 1 |  | Effacer cette fiche seulement
Shape | Ext. Walls | Rounded Rectangle 1¦¦Rectangle: Rounded Corners 1 |  | Effacer cette fiche seulement
Shape | Ext. Wall Systems | Rounded Rectangle 1¦¦Rectangle: Rounded Corners 1 |  | Effacer cette fiche seulement
Shape | Party Walls | Rounded Rectangle 1¦¦Rectangle: Rounded Corners 1 |  | Effacer cette fiche seulement
Shape | Cladding | Rounded Rectangle 1¦¦Rectangle: Rounded Corners 1 |  | Effacer cette fiche seulement
Shape | Windows | Rounded Rectangle 1¦¦Rectangle: Rounded Corners 1 |  | Effacer cette fiche seulement
Shape | Int. Walls | Rounded Rectangle 1¦¦Rectangle: Rounded Corners 1 |  | Effacer cette fiche seulement
Shape | Floors | Rounded Rectangle 1¦¦Rectangle: Rounded Corners 1 |  | Effacer cette fiche seulement
Shape | Ceilings | Rounded Rectangle 1¦¦Rectangle: Rounded Corners 1 |  | Effacer cette fiche seulement
Shape | Roof | Rounded Rectangle 1¦¦Rectangle: Rounded Corners 1 |  | Effacer cette fiche seulement
Shape | Garage | Rounded Rectangle 1¦¦Rectangle: Rounded Corners 1 |  | Effacer cette fiche seulement
Shape | User-Defined | Rounded Rectangle 1¦¦Rectangle: Rounded Corners 1 |  | Effacer cette fiche seulement
MsgBox |  | msgWZR |  | La province sélectionnée n’a pas été trouvée dans la feuille des facteurs d’émission H2K
MsgBox |  | msgWZS |  | La province sélectionnée n’a pas été trouvée dans la feuille des facteurs d’émission du CNB
MsgBox |  | msgWZT |  | Les provinces suivantes sont manquantes dans la feuille GES ou H2K, '<~scn_Name~>'
MsgBox |  | msgWZU |  | Les provinces suivantes sont manquantes dans la feuille GES ou NBC, '<~scn_Name~>'
Range | NBC Emissions Factors | A1 |  | CNB 2025 - Modification proposée 2004
Range | NBC Emissions Factors | A2 |  | Province/ Territoire
Range | NBC Emissions Factors | B2 |  | Facteurs d’émission GES
Range | NBC Emissions Factors | B3 |  | Électricité
Range | NBC Emissions Factors | C3 |  | Gaz de réseau (gaz naturel)
Range | NBC Emissions Factors | E3 |  | Mazout
Range | NBC Emissions Factors | F3 |  | Propane
Range | NBC Emissions Factors | G3 |  | Diesel
Range | NBC Emissions Factors | B4 | TRUE | (g CO2é/kWh)
Range | NBC Emissions Factors | C4 | TRUE | (g CO2é/kWh)
Range | NBC Emissions Factors | D4 | TRUE | (g CO2é/m³)
Range | NBC Emissions Factors | E4 | TRUE | (g CO2é/L)
Range | NBC Emissions Factors | F4 | TRUE | (g CO2é/L)
Range | NBC Emissions Factors | G4 | TRUE | (g CO2é.L)
Range | NBC Emissions Factors | A5 |  | Alberta
Range | NBC Emissions Factors | A6 |  | Colombie-Britannique
Range | NBC Emissions Factors | A7 |  | Manitoba
Range | NBC Emissions Factors | A8 |  | Nouveau-Brunswick
Range | NBC Emissions Factors | A9 |  | Terre-Neuve-et-Labrador
Range | NBC Emissions Factors | A10 |  | Territoires du Nord-Ouest
Range | NBC Emissions Factors | A11 |  | Nouvelle-Écosse
Range | NBC Emissions Factors | A12 |  | Nunavut
Range | NBC Emissions Factors | A13 |  | Ontario
Range | NBC Emissions Factors | A14 |  | Île-du-Prince-Édouard
Range | NBC Emissions Factors | A15 |  | Québec
Range | NBC Emissions Factors | A16 |  | Saskatchewan
Range | NBC Emissions Factors | A17 |  | Yukon
Range | H2K Emissions Factors | A1 |  | Hot2000 v11.13 – Valeurs
Range | H2K Emissions Factors | A2 |  | Province/ Territoire
Range | H2K Emissions Factors | B2 |  | Facteurs d’émission GES
Range | H2K Emissions Factors | B3 |  | Électricité
Range | H2K Emissions Factors | D3 |  | Gaz de réseau (gaz naturel)
Range | H2K Emissions Factors | E3 |  | Mazout
Range | H2K Emissions Factors | F3 |  | Propane
Range | H2K Emissions Factors | G3 |  | Bois
Range | H2K Emissions Factors | B4 | TRUE | (g CO2é/kWh)
Range | H2K Emissions Factors | D4 | TRUE | (g CO2é/m³)
Range | H2K Emissions Factors | E4 | TRUE | (g CO2é/L)
Range | H2K Emissions Factors | F4 | TRUE | (g CO2é/L)
Range | H2K Emissions Factors | G4 | TRUE | (g CO2é/kg)
Range | H2K Emissions Factors | A5 |  | Alberta
Range | H2K Emissions Factors | A6 |  | Colombie-Britannique
Range | H2K Emissions Factors | A7 |  | Manitoba
Range | H2K Emissions Factors | A8 |  | Nouveau-Brunswick
Range | H2K Emissions Factors | A9 |  | Terre-Neuve-et-Labrador
Range | H2K Emissions Factors | A10 |  | Territoires du Nord-Ouest
Range | H2K Emissions Factors | A11 |  | Nouvelle-Écosse
Range | H2K Emissions Factors | A12 |  | Nunavut
Range | H2K Emissions Factors | A13 |  | Ontario
Range | H2K Emissions Factors | A14 |  | Île-du-Prince-Édouard
Range | H2K Emissions Factors | A15 |  | Québec
Range | H2K Emissions Factors | A16 |  | Saskatchewan
Range | H2K Emissions Factors | A17 |  | Yukon
Note on D2: This column contains additional info for example, + For “Range” type, you can set this column to True, then the macro copies the cell of that range as is, not just its values. + For “Shape” type, you can indicates what part of shape to be translated in this column
Note on E87: Le calcul de la superficie du plafond est établi à partir des cellules C20 et C21; les utilisateurs doivent s’assurer que ces cellules sont correctement renseignées. Lorsque le plafond du sous-sol n’est pas couvert, un ratio doit être appliqué à l’assemblage approprié afin de refléter la valeur correcte de la superficie.
Note on E140: VALEUR DE SURFACE INCLUSE : – Encadrement des murs extérieurs dans l'onglet Murs ext.; – Murs en EMB dans l'onglet ExMurs ext.; – Revêtement intérieur des murs extérieurs dans l'onglet Revêtement; – Revêtement intérieur des murs intérieurs du garage dans l'onglet Garage; – Zone d'isolation des murs de fixation du garage dans l'onglet Garage.
Note on E149: Pour les utilisateurs de HOT2000 : Si le toit du garage a été modélisé dans HOT2000, la valeur de la superficie totale de la TOITURE importée dans la section ci-dessus comprend la superficie modélisée du TOIT DU GARAGE. Si les matériaux de la toiture du garage sont différents de ceux de la toiture principale, entrez la SURFACE DE LA TOITURE DU GARAGE et soustrayez manuellement cette valeur de la SURFACE TOTALE DE LA TOITURE ci-dessus.
Note on E1749: Erik Bowden: Association nationale du béton prémélangé
Note on E1803: Erik Bowden: Association nationale du béton prémélangé

## RESULTS
1
Material Carbon Emissions Estimator (MCE2) | [6 empty] | Project Carbon Emissions Estimates
PROJECT SUMMARY
Project:
Evaluator:
Location:
Home description:
Building Size:
Project Notes:
[5 empty] | Material Emissions |  |  | Operational Emissions
[5 empty] | Carbon Emmissions tonnes CO2e | Storage tonnes CO2 |  | tonnes CO2e / yr | t CO2e / 30 yrs
| MCI per Conditioned Floor area: | 0 | kg CO2/m2 cfa |  | 0 | 0 |  | 0 | 0
| MCI per Bedrooms: |  | Tonnes CO2e per bedroom
[8 empty] | Base load excluded? | No
RECOMMENDATIONS
User or embodied carbon advisor to provide recommendations here…
CANADA NATIONAL GUIDELINES FOR WHOLE BUILDING LCA
Results from MCE2 have the intended use of informing design and/or meeting requirements, if the requirements clearly indicated MCE2 as an acceptable tool. Results from MCE2 are not intended to be a performance declaration as defined by ISO 14044 and is not intended to support comparative assertions by the definitions of ISO 14044.
Name of commisioner of the assessment:
Name of assessor(s):
Qualification(s) of assessor(s):
Date of assessment:
Verification:
Name and contact of verifier:
Functional equivalent:
If other, please define:
Reference units: See Project Information above
System boundary: LCA results include modules A1-A3 (cradle-to-gate analysis). All other modules not declared.
Reference study period: Pre-construction and/or completion of construction only
Scope of the building model: Material use only for product categories listed in MCE2
Data sources: Type III EPDs, or as noted in Column M
Delayed emissions: Climate effects of delayed emissions resulting from biogenic carbon do not include potential impacts of carbon released at end of product life.
Users can adjust the emissions factors that are used to calculate the operational emissions associated with the home based on various assumptions.
1 – HOT2000 v.12.13 emissions factors
2 – NBC 2025 emissions factors
3 – Users can override these values by manually entering the regional emissions factors provided by the Authority Having Jurisdiction in the cells above.
Notes:
- In grids with low carbon emissions intensities, MCE2 users should consider energy efficiency measures to reduce overall loads on local and regional electrical distribution networks.
- Only the cradle-to-gate material carbon emissions are modeled for new construction elements. MCE2 does not consider material carbon over the life of the building due to renovations, maintenance, material replacement, or other factors.
- GHG operational emissions provided, are estimates only. Several factors will impact the actual emissions of the home, especially in mixed grids where various fuels are used or where energy is imported across jurisdictions to generate supply for peak loads.
Project Carbon Emissions Results
EMISSIONS BY ELEMENT OF THE HOME
TOP 7 MOST CARBON INTENSIVE MATERIALS
| Rank | kg CO2e |  | Section |  | Material
1
2
3
4
5
6
7
TOP 3 HIGHEST CARBON STORING MATERIALS
| Rank | kg CO2e |  | Section |  | Material
1
2
3
© His Majesty the King in Right of Canada, as represented by the Minister of Natural Resources, 2025
© Sa Majesté le Roi du chef du Canada, représentée par le ministre de Ressources naturelles, 2025
Project Photo or Image Here (Insert -> Pictures)
Material Carbon Intensity, kg CO2/m2
Save This Scenario
HOT2000
Electricity
(g CO2e/kWh)
Natural Gas
(g CO2e/M3)
692
1930
Oil (g CO2e/L)
Propane
(g CO2e/L)
2760
1550
Wood (g CO2e/kg)
360
NBC 2025
Electricity
(g CO2e/kWh)
Natural Gas
(g CO2e/M3)
146.6
1914
Oil (g CO2e/L)
Propane
(g CO2e/L)
2755
1548
Wood (g CO2e/kg)
360
User override
Electricity
(g CO2e/kWh)
Natural Gas
(g CO2e/M3)
Oil (g CO2e/L)
Propane
(g CO2e/L)
Wood (g CO2e/kg)

## RESULTS OLD (hidden)
Material Carbon Emissions Estimator (MCE2) | [8 empty] | Project Carbon Emissions Estimates
PROJECT SUMMARY
Project:
Evaluator:
Location:
Home description:
Building Size:
Project Notes:
[5 empty] | Material Emissions |  |  |  |  | Operational Emissions
[5 empty] | Net Carbon Footprint tonnes CO2e | Carbon Emmissions tonnes CO2e | Storage Short Cycle tonnes CO2 | Storage Long Cycle tonnes CO2 |  | tonnes CO2e / yr | t CO2e / 30 yrs
| MCI per Conditioned Floor area: | 0 | kg CO2/m2 cfa |  | 0 | 0 | 0 | 0 |  | 0 | 0
| MCI per Total Floor area: |  | kg CO2/m2 cfa
| MCI per Bedrooms: |  | kg CO2/m2 cfa
PROJECT EMISSIONS TIMELINE
Chart information
Note: In grids with low carbon intensities, MCE2 users should consider energy efficiency measures to reduce overall loads on local and regional grids. The Cumulative Carbon Emissions chart offers a simplified view of the climate impact of materials manufacturing and building operations for the initial 30 years. This chart should be used as a directional guidepost for where to focus carbon reduction efforts, rather than as a predictive model for future emissions. There are several unknowns which may cause deviations from this model, some of which are described below. Notes on simplifying assumptions - Only the cradle-to-gate new construction material carbon emissions are modeled. Realistically, there would be some fluctuations in material carbon due to renovations, maintenance, material decomposition, etc. - The operational carbon emissions, the grey line, is shown to increase at the same annual rate. This too, in reality, will vary from year to year and especially as the building ages. - GHG emissions associated with fuels and electricity generation (by province or territory) are unchanging values. These values should be reasonably expected to change over time.
Project Carbon Emissions Results
EMISSIONS BY ELEMENT OF THE HOME
TOP 7 MOST IMPACTFUL MATERIALS
| Rank | kg CO2e |  | Section |  | Material
1
2
3
4
5
6
7
TOP 3 HIGHEST CARBON STORING MATERIALS
| Rank | kg CO2e |  | Section |  | Material
1
| 2 | 0 |  | 0 |  | 0
| 3 | 0 |  | Section |  | 0
RECOMMENDATIONS
User or embodied carbon advisor to provide recommendations here…
CANADA NATIONAL GUIDELINES FOR WHOLE BUILDING LCA
Results from MCE2 have the intended use of informing design and/or meeting requirements, if the requirements clearly indicated MCE2 as an acceptable tool. Results from MCE2 are not intended to be a performance declaration as defined by ISO 14044 and is not intended to support comparative assertions by the definitions of ISO 14044.
Name of commisioner of the assessment:
Name of assessor(s):
Qualification(s) of assessor(s):
Date of assessment:
Verification:
Name and contact of verifier:
Functional equivalent:
If other, please define:
Reference units: See Project Information above
System boundary: LCA results include modules A1-A3 (cradle-to-gate analysis). All other modules not declared.
Reference study period: Pre-construction and/or completion of construction only
Scope of the building model: Material use only for product categories listed in MCE2
Data sources: Type III EPDS, or as noted in Column M
Delayed emissions: Climate effects of delayed emissions resulting from biogenic carbon do not include potential impacts of carbon released at end of product life.
© His Majesty the King in Right of Canada, as represented by the Minister of Natural Resources, 2023
© Sa Majesté le Roi du chef du Canada, représentée par le ministre de Ressources naturelles, 2023
Project Photo or Image Here (Insert -> Pictures)
Material Carbon Intensity, kg CO2/m2
Save This Scenario
Use Energy

## SCENARIOS
Project Carbon Emissions Scenarios
| How to use this TAB: |  | 1. Users can save scenarios to this page in order to compare results generated in the calculator.
2. All data associated with the saved scenarios can be re-populated across the spreadsheet.
3. To populate a scenario in the estimator, users can select the scenario by clicking on the green button labeled "Reset Calculator" on the left.
4. Users can establish custom scenarios and apply these to different homes by loading a new geometry in the USER INPUT SHEET and clicking on the blue button on the left labeled "Recalculate all Scenarios".
5 . This will calculate new values associated with the updated geometry for each saved scenario below.
| Name of Scenario Here |  | Name of Scenario Here |  | Name of Scenario Here |  | Name of Scenario Here |  | Name of Scenario Here |  | Name of Scenario Here
Notes | Type notes here |  | Type notes here |  | Type notes here |  | Type notes here |  | Type notes here |  | Type notes here
MCE Total (tonnes CO2e)
Embodied Carbon per m2 (kg CO2e / m2)
Elec. kWh/yr (Consumption)
Elec. kWh/yr (Base Load)
Elec. kWh/yr (Generation)
N. Gas m3/yr
Propane L/yr
Oil L/yr
Wood kg/yr
Exclude Base Load for NBC
Province
Footings & Slabs (kg CO2e)
Foundation Walls (kg CO2e)
Structural Elements (kg CO2e)
Ext. Walls (kg CO2e / m2)
Ext. Wall Systems (kg CO2e)
Party Walls (kg CO2e)
Cladding (kg CO2e)
Windows (kg CO2e)
Int. Walls (kg CO2e)
Floors (kg CO2e)
Ceilings (kg CO2e)
Roof (kg CO2e)
Garage (kg CO2e)
User-Defined (kg CO2e)
Footings & Slabs (kg CO2e) | 0 | 0 | 0 | 0 | 0 | 0 | 0 | 0 | 0 | 0 | 0 | 0
Foundation Walls (kg CO2e) | 0 | 0 | 0 | 0 | 0 | 0 | 0 | 0 | 0 | 0 | 0 | 0
Structural Elements (kg CO2e) | 0 | 0 | 0 | 0 | 0 | 0 | 0 | 0 | 0 | 0 | 0 | 0
Ext. Walls (kg CO2e / m2) | 0 | 0 | 0 | 0 | 0 | 0 | 0 | 0 | 0 | 0 | 0 | 0
Ext. Wall Systems (kg CO2e) | 0 | 0 | 0 | 0 | 0 | 0 | 0 | 0 | 0 | 0 | 0 | 0
Party Walls (kg CO2e) | 0 | 0 | 0 | 0 | 0 | 0 | 0 | 0 | 0 | 0 | 0 | 0
Cladding (kg CO2e) | 0 | 0 | 0 | 0 | 0 | 0 | 0 | 0 | 0 | 0 | 0 | 0
Windows (kg CO2e) | 0 | 0 | 0 | 0 | 0 | 0 | 0 | 0 | 0 | 0 | 0 | 0
Int. Walls (kg CO2e) | 0 | 0 | 0 | 0 | 0 | 0 | 0 | 0 | 0 | 0 | 0 | 0
Floors (kg CO2e) | 0 | 0 | 0 | 0 | 0 | 0 | 0 | 0 | 0 | 0 | 0 | 0
Ceilings (kg CO2e) | 0 | 0 | 0 | 0 | 0 | 0 | 0 | 0 | 0 | 0 | 0 | 0
Roof (kg CO2e) | 0 | 0 | 0 | 0 | 0 | 0 | 0 | 0 | 0 | 0 | 0 | 0
Garage (kg CO2e) | 0 | 0 | 0 | 0 | 0 | 0 | 0 | 0 | 0 | 0 | 0 | 0
User-Defined (kg CO2e) | 0 | 0 | 0 | 0 | 0 | 0 | 0 | 0 | 0 | 0 | 0 | 0
© His Majesty the King in Right of Canada, as represented by the Minister of Natural Resources, 2025
© Sa Majesté le Roi du chef du Canada, représentée par le ministre de Ressources naturelles, 2025
Reset Calculator
Delete Scenario
Recalculate All Scenarios

## Scenarios-DB (hidden)
Sheet Names | Rows | Columns
Footings & Slabs | 5 | 5
Footings & Slabs | 5 | 6
Footings & Slabs | 7 | 6
Footings & Slabs | 7 | 8
Footings & Slabs | 7 | 13
Footings & Slabs | 7 | 14
Footings & Slabs | 10 | 6
Footings & Slabs | 10 | 8
Footings & Slabs | 10 | 13
Footings & Slabs | 10 | 14
Footings & Slabs | 11 | 6
Footings & Slabs | 11 | 8
Footings & Slabs | 11 | 13
Footings & Slabs | 11 | 14
Footings & Slabs | 12 | 6
Footings & Slabs | 12 | 8
Footings & Slabs | 12 | 13
Footings & Slabs | 12 | 14
Footings & Slabs | 13 | 6
Footings & Slabs | 13 | 8
Footings & Slabs | 13 | 13
Footings & Slabs | 13 | 14
Footings & Slabs | 14 | 6
Footings & Slabs | 14 | 8
Footings & Slabs | 14 | 13
Footings & Slabs | 14 | 14
Footings & Slabs | 15 | 6
Footings & Slabs | 15 | 8
Footings & Slabs | 15 | 13
Footings & Slabs | 15 | 14
Footings & Slabs | 16 | 6
Footings & Slabs | 16 | 8
Footings & Slabs | 16 | 13
Footings & Slabs | 16 | 14
Footings & Slabs | 18 | 6
Footings & Slabs | 18 | 8
Footings & Slabs | 18 | 13
Footings & Slabs | 18 | 14
Footings & Slabs | 19 | 6
Footings & Slabs | 19 | 8
Footings & Slabs | 19 | 13
Footings & Slabs | 19 | 14
Footings & Slabs | 20 | 6
Footings & Slabs | 20 | 8
Footings & Slabs | 20 | 13
Footings & Slabs | 20 | 14
Footings & Slabs | 21 | 6
Footings & Slabs | 21 | 8
Footings & Slabs | 21 | 13
Footings & Slabs | 21 | 14
Footings & Slabs | 22 | 6
Footings & Slabs | 22 | 8
Footings & Slabs | 22 | 13
Footings & Slabs | 22 | 14
Footings & Slabs | 23 | 6
Footings & Slabs | 23 | 8
Footings & Slabs | 23 | 13
Footings & Slabs | 23 | 14
Footings & Slabs | 24 | 6
Footings & Slabs | 24 | 8
Footings & Slabs | 24 | 13
Footings & Slabs | 24 | 14
Footings & Slabs | 26 | 6
Footings & Slabs | 26 | 8
Footings & Slabs | 26 | 13
Footings & Slabs | 26 | 14
Footings & Slabs | 27 | 6
Footings & Slabs | 27 | 8
Footings & Slabs | 27 | 13
Footings & Slabs | 27 | 14
Footings & Slabs | 28 | 6
Footings & Slabs | 28 | 8
Footings & Slabs | 28 | 13
Footings & Slabs | 28 | 14
Footings & Slabs | 29 | 6
Footings & Slabs | 29 | 8
Footings & Slabs | 29 | 13
Footings & Slabs | 29 | 14
Footings & Slabs | 30 | 6
Footings & Slabs | 30 | 8
Footings & Slabs | 30 | 13
Footings & Slabs | 30 | 14
Footings & Slabs | 31 | 6
Footings & Slabs | 31 | 8
Footings & Slabs | 31 | 13
Footings & Slabs | 31 | 14
Footings & Slabs | 32 | 6
Footings & Slabs | 32 | 8
Footings & Slabs | 32 | 13
Footings & Slabs | 32 | 14
Footings & Slabs | 33 | 5
Footings & Slabs | 35 | 6
Footings & Slabs | 35 | 8
Footings & Slabs | 35 | 13
Footings & Slabs | 35 | 14
Footings & Slabs | 36 | 6
Footings & Slabs | 36 | 8
Footings & Slabs | 36 | 13
Footings & Slabs | 36 | 14
Footings & Slabs | 37 | 6
Footings & Slabs | 37 | 8
Footings & Slabs | 37 | 13
Footings & Slabs | 37 | 14
Footings & Slabs | 38 | 6
Footings & Slabs | 38 | 8
Footings & Slabs | 38 | 13
Footings & Slabs | 38 | 14
Footings & Slabs | 39 | 6
Footings & Slabs | 39 | 8
Footings & Slabs | 39 | 13
Footings & Slabs | 39 | 14
Footings & Slabs | 40 | 5
Footings & Slabs | 42 | 6
Footings & Slabs | 42 | 8
Footings & Slabs | 42 | 13
Footings & Slabs | 42 | 14
Footings & Slabs | 43 | 6
Footings & Slabs | 43 | 8
Footings & Slabs | 43 | 13
Footings & Slabs | 43 | 14
Footings & Slabs | 44 | 5
Footings & Slabs | 46 | 6
Footings & Slabs | 46 | 8
Footings & Slabs | 46 | 13
Footings & Slabs | 46 | 14
Footings & Slabs | 47 | 5
Footings & Slabs | 47 | 6
Footings & Slabs | 49 | 6
Footings & Slabs | 49 | 8
Footings & Slabs | 49 | 13
Footings & Slabs | 49 | 14
Footings & Slabs | 50 | 6
Footings & Slabs | 50 | 8
Footings & Slabs | 50 | 13
Footings & Slabs | 50 | 14
Footings & Slabs | 51 | 6
Footings & Slabs | 51 | 8
Footings & Slabs | 51 | 13
Footings & Slabs | 51 | 14
Footings & Slabs | 52 | 6
Footings & Slabs | 52 | 8
Footings & Slabs | 52 | 13
Footings & Slabs | 52 | 14
Footings & Slabs | 53 | 6
Footings & Slabs | 53 | 8
Footings & Slabs | 53 | 13
Footings & Slabs | 53 | 14
Footings & Slabs | 54 | 6
Footings & Slabs | 54 | 8
Footings & Slabs | 54 | 13
Footings & Slabs | 54 | 14
Footings & Slabs | 55 | 6
Footings & Slabs | 55 | 8
Footings & Slabs | 55 | 13
Footings & Slabs | 55 | 14
Footings & Slabs | 57 | 6
Footings & Slabs | 57 | 8
Footings & Slabs | 57 | 13
Footings & Slabs | 57 | 14
Footings & Slabs | 58 | 6
Footings & Slabs | 58 | 8
Footings & Slabs | 58 | 13
Footings & Slabs | 58 | 14
Footings & Slabs | 59 | 6
Footings & Slabs | 59 | 8
Footings & Slabs | 59 | 13
Footings & Slabs | 59 | 14
Footings & Slabs | 60 | 6
Footings & Slabs | 60 | 8
Footings & Slabs | 60 | 13
Footings & Slabs | 60 | 14
Footings & Slabs | 61 | 6
Footings & Slabs | 61 | 8
Footings & Slabs | 61 | 13
Footings & Slabs | 61 | 14
Footings & Slabs | 62 | 6
Footings & Slabs | 62 | 8
Footings & Slabs | 62 | 13
Footings & Slabs | 62 | 14
Footings & Slabs | 63 | 6
Footings & Slabs | 63 | 8
Footings & Slabs | 63 | 13
Footings & Slabs | 63 | 14
Footings & Slabs | 65 | 6
Footings & Slabs | 65 | 8
Footings & Slabs | 65 | 13
Footings & Slabs | 65 | 14
Footings & Slabs | 66 | 6
Footings & Slabs | 66 | 8
Footings & Slabs | 66 | 13
Footings & Slabs | 66 | 14
Footings & Slabs | 67 | 6
Footings & Slabs | 67 | 8
Footings & Slabs | 67 | 13
Footings & Slabs | 67 | 14
Footings & Slabs | 68 | 6
Footings & Slabs | 68 | 8
Footings & Slabs | 68 | 13
Footings & Slabs | 68 | 14
Footings & Slabs | 69 | 6
Footings & Slabs | 69 | 8
Footings & Slabs | 69 | 13
Footings & Slabs | 69 | 14
Footings & Slabs | 70 | 6
Footings & Slabs | 70 | 8
Footings & Slabs | 70 | 13
Footings & Slabs | 70 | 14
Footings & Slabs | 71 | 6
Footings & Slabs | 71 | 8
Footings & Slabs | 71 | 13
Footings & Slabs | 71 | 14
Footings & Slabs | 74 | 6
Footings & Slabs | 74 | 8
Footings & Slabs | 74 | 13
Footings & Slabs | 74 | 14
Footings & Slabs | 75 | 5
Footings & Slabs | 76 | 5
Footings & Slabs | 77 | 6
Footings & Slabs | 77 | 8
Footings & Slabs | 77 | 13
Footings & Slabs | 77 | 14
Footings & Slabs | 78 | 6
Footings & Slabs | 78 | 8
Footings & Slabs | 78 | 13
Footings & Slabs | 78 | 14
Footings & Slabs | 79 | 6
Footings & Slabs | 79 | 8
Footings & Slabs | 79 | 13
Footings & Slabs | 79 | 14
Footings & Slabs | 80 | 6
Footings & Slabs | 80 | 8
Footings & Slabs | 80 | 13
Footings & Slabs | 80 | 14
Footings & Slabs | 81 | 6
Footings & Slabs | 81 | 8
Footings & Slabs | 81 | 13
Footings & Slabs | 81 | 14
Footings & Slabs | 82 | 6
Footings & Slabs | 82 | 8
Footings & Slabs | 82 | 13
Footings & Slabs | 82 | 14
Footings & Slabs | 83 | 6
Footings & Slabs | 83 | 8
Footings & Slabs | 83 | 13
Footings & Slabs | 83 | 14
Footings & Slabs | 84 | 6
Footings & Slabs | 84 | 8
Footings & Slabs | 84 | 13
Footings & Slabs | 84 | 14
Footings & Slabs | 85 | 6
Footings & Slabs | 85 | 8
Footings & Slabs | 85 | 13
Footings & Slabs | 85 | 14
Footings & Slabs | 86 | 5
Footings & Slabs | 87 | 6
Footings & Slabs | 87 | 8
Footings & Slabs | 87 | 13
Footings & Slabs | 87 | 14
Footings & Slabs | 88 | 6
Footings & Slabs | 88 | 8
Footings & Slabs | 88 | 13
Footings & Slabs | 88 | 14
Footings & Slabs | 89 | 6
Footings & Slabs | 89 | 8
Footings & Slabs | 89 | 13
Footings & Slabs | 89 | 14
Footings & Slabs | 90 | 6
Footings & Slabs | 90 | 8
Footings & Slabs | 90 | 13
Footings & Slabs | 90 | 14
Footings & Slabs | 91 | 5
Footings & Slabs | 92 | 6
Footings & Slabs | 92 | 8
Footings & Slabs | 92 | 13
Footings & Slabs | 92 | 14
Footings & Slabs | 93 | 6
Footings & Slabs | 93 | 8
Footings & Slabs | 93 | 13
Footings & Slabs | 93 | 14
Footings & Slabs | 94 | 6
Footings & Slabs | 94 | 8
Footings & Slabs | 94 | 13
Footings & Slabs | 94 | 14
Footings & Slabs | 95 | 6
Footings & Slabs | 95 | 8
Footings & Slabs | 95 | 13
Footings & Slabs | 95 | 14
Footings & Slabs | 96 | 6
Footings & Slabs | 96 | 8
Footings & Slabs | 96 | 13
Footings & Slabs | 96 | 14
Footings & Slabs | 97 | 5
Footings & Slabs | 98 | 6
Footings & Slabs | 98 | 8
Footings & Slabs | 98 | 13
Footings & Slabs | 98 | 14
Footings & Slabs | 99 | 5
Footings & Slabs | 100 | 6
Footings & Slabs | 100 | 8
Footings & Slabs | 100 | 13
Footings & Slabs | 100 | 14
Footings & Slabs | 101 | 6
Footings & Slabs | 101 | 8
Footings & Slabs | 101 | 13
Footings & Slabs | 101 | 14
Footings & Slabs | 102 | 6
Footings & Slabs | 102 | 8
Footings & Slabs | 102 | 13
Footings & Slabs | 102 | 14
Footings & Slabs | 103 | 6
Footings & Slabs | 103 | 8
Footings & Slabs | 103 | 13
Footings & Slabs | 103 | 14
Footings & Slabs | 104 | 6
Footings & Slabs | 104 | 8
Footings & Slabs | 104 | 13
Footings & Slabs | 104 | 14
Footings & Slabs | 105 | 5
Footings & Slabs | 106 | 6
Footings & Slabs | 106 | 8
Footings & Slabs | 106 | 13
Footings & Slabs | 106 | 14
Footings & Slabs | 109 | 6
Footings & Slabs | 109 | 8
Footings & Slabs | 109 | 13
Footings & Slabs | 109 | 14
Footings & Slabs | 110 | 6
Footings & Slabs | 110 | 8
Footings & Slabs | 110 | 13
Footings & Slabs | 110 | 14
Footings & Slabs | 112 | 6
Footings & Slabs | 112 | 8
Footings & Slabs | 112 | 13
Footings & Slabs | 112 | 14
Footings & Slabs | 115 | 6
Footings & Slabs | 115 | 8
Footings & Slabs | 115 | 13
Footings & Slabs | 115 | 14
Footings & Slabs | 116 | 6
Footings & Slabs | 116 | 8
Footings & Slabs | 116 | 13
Footings & Slabs | 116 | 14
Footings & Slabs | 117 | 6
Footings & Slabs | 117 | 8
Footings & Slabs | 117 | 13
Footings & Slabs | 117 | 14
Footings & Slabs | 118 | 6
Footings & Slabs | 118 | 8
Footings & Slabs | 118 | 13
Footings & Slabs | 118 | 14
Footings & Slabs | 120 | 6
Footings & Slabs | 120 | 8
Footings & Slabs | 120 | 13
Footings & Slabs | 120 | 14
Footings & Slabs | 121 | 6
Footings & Slabs | 121 | 8
Footings & Slabs | 121 | 13
Footings & Slabs | 121 | 14
Footings & Slabs | 122 | 6
Footings & Slabs | 122 | 8
Footings & Slabs | 122 | 13
Footings & Slabs | 122 | 14
Footings & Slabs | 123 | 6
Footings & Slabs | 123 | 8
Footings & Slabs | 123 | 13
Footings & Slabs | 123 | 14
Footings & Slabs | 124 | 6
Footings & Slabs | 124 | 8
Footings & Slabs | 124 | 13
Footings & Slabs | 124 | 14
Footings & Slabs | 125 | 6
Footings & Slabs | 125 | 8
Footings & Slabs | 125 | 13
Footings & Slabs | 125 | 14
Footings & Slabs | 126 | 6
Footings & Slabs | 126 | 8
Footings & Slabs | 126 | 13
Footings & Slabs | 126 | 14
Footings & Slabs | 127 | 6
Footings & Slabs | 127 | 8
Footings & Slabs | 127 | 13
Footings & Slabs | 127 | 14
Footings & Slabs | 129 | 6
Footings & Slabs | 129 | 8
Footings & Slabs | 129 | 13
Footings & Slabs | 129 | 14
Footings & Slabs | 131 | 6
Footings & Slabs | 131 | 8
Footings & Slabs | 131 | 13
Footings & Slabs | 131 | 14
Footings & Slabs | 133 | 6
Footings & Slabs | 133 | 8
Footings & Slabs | 133 | 13
Footings & Slabs | 133 | 14
Footings & Slabs | 134 | 6
Footings & Slabs | 134 | 8
Footings & Slabs | 134 | 13
Footings & Slabs | 134 | 14
Footings & Slabs | 135 | 6
Footings & Slabs | 135 | 8
Footings & Slabs | 135 | 13
Footings & Slabs | 135 | 14
Footings & Slabs | 136 | 6
Footings & Slabs | 136 | 8
Footings & Slabs | 136 | 13
Footings & Slabs | 136 | 14
Footings & Slabs | 137 | 6
Footings & Slabs | 137 | 8
Footings & Slabs | 137 | 13
Footings & Slabs | 137 | 14
Footings & Slabs | 138 | 6
Footings & Slabs | 138 | 8
Footings & Slabs | 138 | 13
Footings & Slabs | 138 | 14
Footings & Slabs | 140 | 6
Footings & Slabs | 140 | 8
Footings & Slabs | 140 | 13
Footings & Slabs | 140 | 14
Footings & Slabs | 142 | 6
Footings & Slabs | 142 | 8
Footings & Slabs | 142 | 13
Footings & Slabs | 142 | 14
Foundation Walls | 5 | 5
Foundation Walls | 5 | 6
Foundation Walls | 7 | 6
Foundation Walls | 7 | 8
Foundation Walls | 7 | 13
Foundation Walls | 7 | 14
Foundation Walls | 8 | 6
Foundation Walls | 8 | 8
Foundation Walls | 8 | 13
Foundation Walls | 8 | 14
Foundation Walls | 9 | 6
Foundation Walls | 9 | 8
Foundation Walls | 9 | 13
Foundation Walls | 9 | 14
Foundation Walls | 10 | 6
Foundation Walls | 10 | 8
Foundation Walls | 10 | 13
Foundation Walls | 10 | 14
Foundation Walls | 11 | 6
Foundation Walls | 11 | 8
Foundation Walls | 11 | 13
Foundation Walls | 11 | 14
Foundation Walls | 12 | 6
Foundation Walls | 12 | 8
Foundation Walls | 12 | 13
Foundation Walls | 12 | 14
Foundation Walls | 13 | 6
Foundation Walls | 13 | 8
Foundation Walls | 13 | 13
Foundation Walls | 13 | 14
Foundation Walls | 15 | 6
Foundation Walls | 15 | 8
Foundation Walls | 15 | 13
Foundation Walls | 15 | 14
Foundation Walls | 16 | 6
Foundation Walls | 16 | 8
Foundation Walls | 16 | 13
Foundation Walls | 16 | 14
Foundation Walls | 17 | 6
Foundation Walls | 17 | 8
Foundation Walls | 17 | 13
Foundation Walls | 17 | 14
Foundation Walls | 18 | 6
Foundation Walls | 18 | 8
Foundation Walls | 18 | 13
Foundation Walls | 18 | 14
Foundation Walls | 19 | 6
Foundation Walls | 19 | 8
Foundation Walls | 19 | 13
Foundation Walls | 19 | 14
Foundation Walls | 20 | 6
Foundation Walls | 20 | 8
Foundation Walls | 20 | 13
Foundation Walls | 20 | 14
Foundation Walls | 21 | 6
Foundation Walls | 21 | 8
Foundation Walls | 21 | 13
Foundation Walls | 21 | 14
Foundation Walls | 23 | 6
Foundation Walls | 23 | 8
Foundation Walls | 23 | 13
Foundation Walls | 23 | 14
Foundation Walls | 24 | 6
Foundation Walls | 24 | 8
Foundation Walls | 24 | 13
Foundation Walls | 24 | 14
Foundation Walls | 25 | 6
Foundation Walls | 25 | 8
Foundation Walls | 25 | 13
Foundation Walls | 25 | 14
Foundation Walls | 26 | 6
Foundation Walls | 26 | 8
Foundation Walls | 26 | 13
Foundation Walls | 26 | 14
Foundation Walls | 27 | 6
Foundation Walls | 27 | 8
Foundation Walls | 27 | 13
Foundation Walls | 27 | 14
Foundation Walls | 28 | 6
Foundation Walls | 28 | 8
Foundation Walls | 28 | 13
Foundation Walls | 28 | 14
Foundation Walls | 29 | 6
Foundation Walls | 29 | 8
Foundation Walls | 29 | 13
Foundation Walls | 29 | 14
Foundation Walls | 30 | 5
Foundation Walls | 32 | 6
Foundation Walls | 32 | 8
Foundation Walls | 32 | 13
Foundation Walls | 32 | 14
Foundation Walls | 33 | 6
Foundation Walls | 33 | 8
Foundation Walls | 33 | 13
Foundation Walls | 33 | 14
Foundation Walls | 34 | 6
Foundation Walls | 34 | 8
Foundation Walls | 34 | 13
Foundation Walls | 34 | 14
Foundation Walls | 35 | 6
Foundation Walls | 35 | 8
Foundation Walls | 35 | 13
Foundation Walls | 35 | 14
Foundation Walls | 36 | 6
Foundation Walls | 36 | 8
Foundation Walls | 36 | 13
Foundation Walls | 36 | 14
Foundation Walls | 39 | 6
Foundation Walls | 39 | 8
Foundation Walls | 39 | 13
Foundation Walls | 39 | 14
Foundation Walls | 40 | 6
Foundation Walls | 40 | 8
Foundation Walls | 40 | 13
Foundation Walls | 40 | 14
Foundation Walls | 41 | 6
Foundation Walls | 41 | 8
Foundation Walls | 41 | 13
Foundation Walls | 41 | 14
Foundation Walls | 42 | 6
Foundation Walls | 42 | 8
Foundation Walls | 42 | 13
Foundation Walls | 42 | 14
Foundation Walls | 43 | 6
Foundation Walls | 43 | 8
Foundation Walls | 43 | 13
Foundation Walls | 43 | 14
Foundation Walls | 44 | 6
Foundation Walls | 44 | 8
Foundation Walls | 44 | 13
Foundation Walls | 44 | 14
Foundation Walls | 45 | 6
Foundation Walls | 45 | 8
Foundation Walls | 45 | 13
Foundation Walls | 45 | 14
Foundation Walls | 47 | 6
Foundation Walls | 47 | 8
Foundation Walls | 47 | 13
Foundation Walls | 47 | 14
Foundation Walls | 48 | 5
Foundation Walls | 49 | 5
Foundation Walls | 50 | 6
Foundation Walls | 50 | 8
Foundation Walls | 50 | 13
Foundation Walls | 50 | 14
Foundation Walls | 51 | 6
Foundation Walls | 51 | 8
Foundation Walls | 51 | 13
Foundation Walls | 51 | 14
Foundation Walls | 52 | 6
Foundation Walls | 52 | 8
Foundation Walls | 52 | 13
Foundation Walls | 52 | 14
Foundation Walls | 53 | 6
Foundation Walls | 53 | 8
Foundation Walls | 53 | 13
Foundation Walls | 53 | 14
Foundation Walls | 54 | 6
Foundation Walls | 54 | 8
Foundation Walls | 54 | 13
Foundation Walls | 54 | 14
Foundation Walls | 55 | 6
Foundation Walls | 55 | 8
Foundation Walls | 55 | 13
Foundation Walls | 55 | 14
Foundation Walls | 56 | 6
Foundation Walls | 56 | 8
Foundation Walls | 56 | 13
Foundation Walls | 56 | 14
Foundation Walls | 57 | 6
Foundation Walls | 57 | 8
Foundation Walls | 57 | 13
Foundation Walls | 57 | 14
Foundation Walls | 58 | 6
Foundation Walls | 58 | 8
Foundation Walls | 58 | 13
Foundation Walls | 58 | 14
Foundation Walls | 59 | 5
Foundation Walls | 60 | 6
Foundation Walls | 60 | 8
Foundation Walls | 60 | 13
Foundation Walls | 60 | 14
Foundation Walls | 61 | 6
Foundation Walls | 61 | 8
Foundation Walls | 61 | 13
Foundation Walls | 61 | 14
Foundation Walls | 62 | 6
Foundation Walls | 62 | 8
Foundation Walls | 62 | 13
Foundation Walls | 62 | 14
Foundation Walls | 63 | 6
Foundation Walls | 63 | 8
Foundation Walls | 63 | 13
Foundation Walls | 63 | 14
Foundation Walls | 64 | 5
Foundation Walls | 65 | 6
Foundation Walls | 65 | 8
Foundation Walls | 65 | 13
Foundation Walls | 65 | 14
Foundation Walls | 66 | 6
Foundation Walls | 66 | 8
Foundation Walls | 66 | 13
Foundation Walls | 66 | 14
Foundation Walls | 67 | 6
Foundation Walls | 67 | 8
Foundation Walls | 67 | 13
Foundation Walls | 67 | 14
Foundation Walls | 68 | 6
Foundation Walls | 68 | 8
Foundation Walls | 68 | 13
Foundation Walls | 68 | 14
Foundation Walls | 69 | 5
Foundation Walls | 70 | 6
Foundation Walls | 70 | 8
Foundation Walls | 70 | 13
Foundation Walls | 70 | 14
Foundation Walls | 71 | 6
Foundation Walls | 71 | 8
Foundation Walls | 71 | 13
Foundation Walls | 71 | 14
Foundation Walls | 72 | 6
Foundation Walls | 72 | 8
Foundation Walls | 72 | 13
Foundation Walls | 72 | 14
Foundation Walls | 73 | 6
Foundation Walls | 73 | 8
Foundation Walls | 73 | 13
Foundation Walls | 73 | 14
Foundation Walls | 74 | 6
Foundation Walls | 74 | 8
Foundation Walls | 74 | 13
Foundation Walls | 74 | 14
Foundation Walls | 75 | 6
Foundation Walls | 75 | 8
Foundation Walls | 75 | 13
Foundation Walls | 75 | 14
Foundation Walls | 76 | 6
Foundation Walls | 76 | 8
Foundation Walls | 76 | 13
Foundation Walls | 76 | 14
Foundation Walls | 77 | 6
Foundation Walls | 77 | 8
Foundation Walls | 77 | 13
Foundation Walls | 77 | 14
Foundation Walls | 78 | 6
Foundation Walls | 78 | 8
Foundation Walls | 78 | 13
Foundation Walls | 78 | 14
Foundation Walls | 79 | 5
Foundation Walls | 80 | 6
Foundation Walls | 80 | 8
Foundation Walls | 80 | 13
Foundation Walls | 80 | 14
Foundation Walls | 81 | 6
Foundation Walls | 81 | 8
Foundation Walls | 81 | 13
Foundation Walls | 81 | 14
Foundation Walls | 82 | 6
Foundation Walls | 82 | 8
Foundation Walls | 82 | 13
Foundation Walls | 82 | 14
Foundation Walls | 83 | 5
Foundation Walls | 84 | 6
Foundation Walls | 84 | 8
Foundation Walls | 84 | 13
Foundation Walls | 84 | 14
Foundation Walls | 85 | 5
Foundation Walls | 86 | 6
Foundation Walls | 86 | 8
Foundation Walls | 86 | 13
Foundation Walls | 86 | 14
Foundation Walls | 87 | 6
Foundation Walls | 87 | 8
Foundation Walls | 87 | 13
Foundation Walls | 87 | 14
Foundation Walls | 88 | 5
Foundation Walls | 89 | 6
Foundation Walls | 89 | 8
Foundation Walls | 89 | 13
Foundation Walls | 89 | 14
Foundation Walls | 91 | 6
Foundation Walls | 91 | 8
Foundation Walls | 91 | 13
Foundation Walls | 91 | 14
Foundation Walls | 93 | 6
Foundation Walls | 93 | 8
Foundation Walls | 93 | 13
Foundation Walls | 93 | 14
Foundation Walls | 94 | 6
Foundation Walls | 94 | 8
Foundation Walls | 94 | 13
Foundation Walls | 94 | 14
Foundation Walls | 95 | 6
Foundation Walls | 95 | 8
Foundation Walls | 95 | 13
Foundation Walls | 95 | 14
Foundation Walls | 96 | 6
Foundation Walls | 96 | 8
Foundation Walls | 96 | 13
Foundation Walls | 96 | 14
Foundation Walls | 97 | 6
Foundation Walls | 97 | 8
Foundation Walls | 97 | 13
Foundation Walls | 97 | 14
Foundation Walls | 98 | 6
Foundation Walls | 98 | 8
Foundation Walls | 98 | 13
Foundation Walls | 98 | 14
Foundation Walls | 99 | 6
Foundation Walls | 99 | 8
Foundation Walls | 99 | 13
Foundation Walls | 99 | 14
Foundation Walls | 101 | 6
Foundation Walls | 101 | 8
Foundation Walls | 101 | 13
Foundation Walls | 101 | 14
Foundation Walls | 102 | 6
Foundation Walls | 102 | 8
Foundation Walls | 102 | 13
Foundation Walls | 102 | 14
Foundation Walls | 103 | 6
Foundation Walls | 103 | 8
Foundation Walls | 103 | 13
Foundation Walls | 103 | 14
Foundation Walls | 104 | 6
Foundation Walls | 104 | 8
Foundation Walls | 104 | 13
Foundation Walls | 104 | 14
Foundation Walls | 105 | 6
Foundation Walls | 105 | 8
Foundation Walls | 105 | 13
Foundation Walls | 105 | 14
Foundation Walls | 106 | 6
Foundation Walls | 106 | 8
Foundation Walls | 106 | 13
Foundation Walls | 106 | 14
Foundation Walls | 107 | 6
Foundation Walls | 107 | 8
Foundation Walls | 107 | 13
Foundation Walls | 107 | 14
Foundation Walls | 109 | 6
Foundation Walls | 109 | 8
Foundation Walls | 109 | 13
Foundation Walls | 109 | 14
Foundation Walls | 110 | 6
Foundation Walls | 110 | 8
Foundation Walls | 110 | 13
Foundation Walls | 110 | 14
Foundation Walls | 111 | 6
Foundation Walls | 111 | 8
Foundation Walls | 111 | 13
Foundation Walls | 111 | 14
Foundation Walls | 112 | 6
Foundation Walls | 112 | 8
Foundation Walls | 112 | 13
Foundation Walls | 112 | 14
Foundation Walls | 113 | 6
Foundation Walls | 113 | 8
Foundation Walls | 113 | 13
Foundation Walls | 113 | 14
Foundation Walls | 114 | 6
Foundation Walls | 114 | 8
Foundation Walls | 114 | 13
Foundation Walls | 114 | 14
Foundation Walls | 115 | 6
Foundation Walls | 115 | 8
Foundation Walls | 115 | 13
Foundation Walls | 115 | 14
Foundation Walls | 117 | 6
Foundation Walls | 117 | 8
Foundation Walls | 117 | 13
Foundation Walls | 117 | 14
Foundation Walls | 118 | 6
Foundation Walls | 118 | 8
Foundation Walls | 118 | 13
Foundation Walls | 118 | 14
Foundation Walls | 119 | 6
Foundation Walls | 119 | 8
Foundation Walls | 119 | 13
Foundation Walls | 119 | 14
Foundation Walls | 120 | 6
Foundation Walls | 120 | 8
Foundation Walls | 120 | 13
Foundation Walls | 120 | 14
Foundation Walls | 122 | 6
Foundation Walls | 122 | 8
Foundation Walls | 122 | 13
Foundation Walls | 122 | 14
Foundation Walls | 123 | 6
Foundation Walls | 123 | 8
Foundation Walls | 123 | 13
Foundation Walls | 123 | 14
Foundation Walls | 124 | 6
Foundation Walls | 124 | 8
Foundation Walls | 124 | 13
Foundation Walls | 124 | 14
Foundation Walls | 125 | 6
Foundation Walls | 125 | 8
Foundation Walls | 125 | 13
Foundation Walls | 125 | 14
Foundation Walls | 126 | 6
Foundation Walls | 126 | 8
Foundation Walls | 126 | 13
Foundation Walls | 126 | 14
Foundation Walls | 127 | 6
Foundation Walls | 127 | 8
Foundation Walls | 127 | 13
Foundation Walls | 127 | 14
Foundation Walls | 128 | 6
Foundation Walls | 128 | 8
Foundation Walls | 128 | 13
Foundation Walls | 128 | 14
Foundation Walls | 130 | 6
Foundation Walls | 130 | 8
Foundation Walls | 130 | 13
Foundation Walls | 130 | 14
Foundation Walls | 131 | 6
Foundation Walls | 131 | 8
Foundation Walls | 131 | 13
Foundation Walls | 131 | 14
Foundation Walls | 132 | 6
Foundation Walls | 132 | 8
Foundation Walls | 132 | 13
Foundation Walls | 132 | 14
Foundation Walls | 133 | 6
Foundation Walls | 133 | 8
Foundation Walls | 133 | 13
Foundation Walls | 133 | 14
Foundation Walls | 134 | 6
Foundation Walls | 134 | 8
Foundation Walls | 134 | 13
Foundation Walls | 134 | 14
Foundation Walls | 135 | 6
Foundation Walls | 135 | 8
Foundation Walls | 135 | 13
Foundation Walls | 135 | 14
Foundation Walls | 136 | 6
Foundation Walls | 136 | 8
Foundation Walls | 136 | 13
Foundation Walls | 136 | 14
Foundation Walls | 138 | 6
Foundation Walls | 138 | 8
Foundation Walls | 138 | 13
Foundation Walls | 138 | 14
Foundation Walls | 139 | 6
Foundation Walls | 139 | 8
Foundation Walls | 139 | 13
Foundation Walls | 139 | 14
Foundation Walls | 140 | 6
Foundation Walls | 140 | 8
Foundation Walls | 140 | 13
Foundation Walls | 140 | 14
Foundation Walls | 141 | 6
Foundation Walls | 141 | 8
Foundation Walls | 141 | 13
Foundation Walls | 141 | 14
Foundation Walls | 142 | 6
Foundation Walls | 142 | 8
Foundation Walls | 142 | 13
Foundation Walls | 142 | 14
Foundation Walls | 143 | 6
Foundation Walls | 143 | 8
Foundation Walls | 143 | 13
Foundation Walls | 143 | 14
Foundation Walls | 144 | 6
Foundation Walls | 144 | 8
Foundation Walls | 144 | 13
Foundation Walls | 144 | 14
Foundation Walls | 145 | 5
Foundation Walls | 147 | 6
Foundation Walls | 147 | 8
Foundation Walls | 147 | 13
Foundation Walls | 147 | 14
Foundation Walls | 148 | 6
Foundation Walls | 148 | 8
Foundation Walls | 148 | 13
Foundation Walls | 148 | 14
Foundation Walls | 149 | 6
Foundation Walls | 149 | 8
Foundation Walls | 149 | 13
Foundation Walls | 149 | 14
Foundation Walls | 150 | 6
Foundation Walls | 150 | 8
Foundation Walls | 150 | 13
Foundation Walls | 150 | 14
Foundation Walls | 151 | 6
Foundation Walls | 151 | 8
Foundation Walls | 151 | 13
Foundation Walls | 151 | 14
Foundation Walls | 152 | 6
Foundation Walls | 152 | 8
Foundation Walls | 152 | 13
Foundation Walls | 152 | 14
Foundation Walls | 154 | 6
Foundation Walls | 154 | 8
Foundation Walls | 154 | 13
Foundation Walls | 154 | 14
Foundation Walls | 155 | 6
Foundation Walls | 155 | 8
Foundation Walls | 155 | 13
Foundation Walls | 155 | 14
Foundation Walls | 156 | 6
Foundation Walls | 156 | 8
Foundation Walls | 156 | 13
Foundation Walls | 156 | 14
Foundation Walls | 157 | 6
Foundation Walls | 157 | 8
Foundation Walls | 157 | 13
Foundation Walls | 157 | 14
Foundation Walls | 158 | 6
Foundation Walls | 158 | 8
Foundation Walls | 158 | 13
Foundation Walls | 158 | 14
Foundation Walls | 159 | 6
Foundation Walls | 159 | 8
Foundation Walls | 159 | 13
Foundation Walls | 159 | 14
Foundation Walls | 161 | 6
Foundation Walls | 161 | 8
Foundation Walls | 161 | 13
Foundation Walls | 161 | 14
Foundation Walls | 162 | 6
Foundation Walls | 162 | 8
Foundation Walls | 162 | 13
Foundation Walls | 162 | 14
Foundation Walls | 163 | 6
Foundation Walls | 163 | 8
Foundation Walls | 163 | 13
Foundation Walls | 163 | 14
Foundation Walls | 164 | 6
Foundation Walls | 164 | 8
Foundation Walls | 164 | 13
Foundation Walls | 164 | 14
Foundation Walls | 165 | 6
Foundation Walls | 165 | 8
Foundation Walls | 165 | 13
Foundation Walls | 165 | 14
Foundation Walls | 166 | 6
Foundation Walls | 166 | 8
Foundation Walls | 166 | 13
Foundation Walls | 166 | 14
Foundation Walls | 168 | 6
Foundation Walls | 168 | 8
Foundation Walls | 168 | 13
Foundation Walls | 168 | 14
Foundation Walls | 169 | 6
Foundation Walls | 169 | 8
Foundation Walls | 169 | 13
Foundation Walls | 169 | 14
Foundation Walls | 170 | 6
Foundation Walls | 170 | 8
Foundation Walls | 170 | 13
Foundation Walls | 170 | 14
Foundation Walls | 171 | 6
Foundation Walls | 171 | 8
Foundation Walls | 171 | 13
Foundation Walls | 171 | 14
Foundation Walls | 172 | 6
Foundation Walls | 172 | 8
Foundation Walls | 172 | 13
Foundation Walls | 172 | 14
Foundation Walls | 173 | 6
Foundation Walls | 173 | 8
Foundation Walls | 173 | 13
Foundation Walls | 173 | 14
Foundation Walls | 174 | 5
Foundation Walls | 176 | 6
Foundation Walls | 176 | 8
Foundation Walls | 176 | 13
Foundation Walls | 176 | 14
Foundation Walls | 177 | 5
Foundation Walls | 178 | 5
Foundation Walls | 179 | 6
Foundation Walls | 179 | 8
Foundation Walls | 179 | 13
Foundation Walls | 179 | 14
Foundation Walls | 180 | 6
Foundation Walls | 180 | 8
Foundation Walls | 180 | 13
Foundation Walls | 180 | 14
Foundation Walls | 181 | 5
Foundation Walls | 182 | 6
Foundation Walls | 182 | 8
Foundation Walls | 182 | 13
Foundation Walls | 182 | 14
Foundation Walls | 183 | 6
Foundation Walls | 183 | 8
Foundation Walls | 183 | 13
Foundation Walls | 183 | 14
Foundation Walls | 184 | 6
Foundation Walls | 184 | 8
Foundation Walls | 184 | 13
Foundation Walls | 184 | 14
Foundation Walls | 185 | 6
Foundation Walls | 185 | 8
Foundation Walls | 185 | 13
Foundation Walls | 185 | 14
Foundation Walls | 186 | 5
Foundation Walls | 187 | 6
Foundation Walls | 187 | 8
Foundation Walls | 187 | 13
Foundation Walls | 187 | 14
Foundation Walls | 188 | 6
Foundation Walls | 188 | 8
Foundation Walls | 188 | 13
Foundation Walls | 188 | 14
Foundation Walls | 189 | 6
Foundation Walls | 189 | 8
Foundation Walls | 189 | 13
Foundation Walls | 189 | 14
Foundation Walls | 190 | 6
Foundation Walls | 190 | 8
Foundation Walls | 190 | 13
Foundation Walls | 190 | 14
Foundation Walls | 191 | 5
Foundation Walls | 192 | 6
Foundation Walls | 192 | 8
Foundation Walls | 192 | 13
Foundation Walls | 192 | 14
Foundation Walls | 193 | 6
Foundation Walls | 193 | 8
Foundation Walls | 193 | 13
Foundation Walls | 193 | 14
Foundation Walls | 194 | 6
Foundation Walls | 194 | 8
Foundation Walls | 194 | 13
Foundation Walls | 194 | 14
Foundation Walls | 195 | 6
Foundation Walls | 195 | 8
Foundation Walls | 195 | 13
Foundation Walls | 195 | 14
Foundation Walls | 196 | 6
Foundation Walls | 196 | 8
Foundation Walls | 196 | 13
Foundation Walls | 196 | 14
Foundation Walls | 197 | 6
Foundation Walls | 197 | 8
Foundation Walls | 197 | 13
Foundation Walls | 197 | 14
Foundation Walls | 198 | 6
Foundation Walls | 198 | 8
Foundation Walls | 198 | 13
Foundation Walls | 198 | 14
Foundation Walls | 199 | 5
Foundation Walls | 200 | 6
Foundation Walls | 200 | 8
Foundation Walls | 200 | 13
Foundation Walls | 200 | 14
Foundation Walls | 201 | 5
Foundation Walls | 202 | 6
Foundation Walls | 202 | 8
Foundation Walls | 202 | 13
Foundation Walls | 202 | 14
Foundation Walls | 203 | 6
Foundation Walls | 203 | 8
Foundation Walls | 203 | 13
Foundation Walls | 203 | 14
Foundation Walls | 204 | 6
Foundation Walls | 204 | 8
Foundation Walls | 204 | 13
Foundation Walls | 204 | 14
Foundation Walls | 205 | 6
Foundation Walls | 205 | 8
Foundation Walls | 205 | 13
Foundation Walls | 205 | 14
Foundation Walls | 206 | 6
Foundation Walls | 206 | 8
Foundation Walls | 206 | 13
Foundation Walls | 206 | 14
Foundation Walls | 207 | 5
Foundation Walls | 208 | 6
Foundation Walls | 208 | 8
Foundation Walls | 208 | 13
Foundation Walls | 208 | 14
Foundation Walls | 209 | 6
Foundation Walls | 209 | 8
Foundation Walls | 209 | 13
Foundation Walls | 209 | 14
Foundation Walls | 210 | 6
Foundation Walls | 210 | 8
Foundation Walls | 210 | 13
Foundation Walls | 210 | 14
Foundation Walls | 211 | 5
Foundation Walls | 212 | 6
Foundation Walls | 212 | 8
Foundation Walls | 212 | 13
Foundation Walls | 212 | 14
Foundation Walls | 213 | 6
Foundation Walls | 213 | 8
Foundation Walls | 213 | 13
Foundation Walls | 213 | 14
Foundation Walls | 214 | 6
Foundation Walls | 214 | 8
Foundation Walls | 214 | 13
Foundation Walls | 214 | 14
Foundation Walls | 215 | 6
Foundation Walls | 215 | 8
Foundation Walls | 215 | 13
Foundation Walls | 215 | 14
Foundation Walls | 216 | 6
Foundation Walls | 216 | 8
Foundation Walls | 216 | 13
Foundation Walls | 216 | 14
Foundation Walls | 217 | 6
Foundation Walls | 217 | 8
Foundation Walls | 217 | 13
Foundation Walls | 217 | 14
Foundation Walls | 218 | 6
Foundation Walls | 218 | 8
Foundation Walls | 218 | 13
Foundation Walls | 218 | 14
Foundation Walls | 219 | 6
Foundation Walls | 219 | 8
Foundation Walls | 219 | 13
Foundation Walls | 219 | 14
Foundation Walls | 222 | 6
Foundation Walls | 222 | 8
Foundation Walls | 222 | 13
Foundation Walls | 222 | 14
Foundation Walls | 223 | 6
Foundation Walls | 223 | 8
Foundation Walls | 223 | 13
Foundation Walls | 223 | 14
Foundation Walls | 224 | 6
Foundation Walls | 224 | 8
Foundation Walls | 224 | 13
Foundation Walls | 224 | 14
Foundation Walls | 225 | 6
Foundation Walls | 225 | 8
Foundation Walls | 225 | 13
Foundation Walls | 225 | 14
Foundation Walls | 226 | 6
Foundation Walls | 226 | 8
Foundation Walls | 226 | 13
Foundation Walls | 226 | 14
Foundation Walls | 227 | 6
Foundation Walls | 227 | 8
Foundation Walls | 227 | 13
Foundation Walls | 227 | 14
Foundation Walls | 228 | 6
Foundation Walls | 228 | 8
Foundation Walls | 228 | 13
Foundation Walls | 228 | 14
Foundation Walls | 229 | 6
Foundation Walls | 229 | 8
Foundation Walls | 229 | 13
Foundation Walls | 229 | 14
Foundation Walls | 230 | 6
Foundation Walls | 230 | 8
Foundation Walls | 230 | 13
Foundation Walls | 230 | 14
Foundation Walls | 231 | 6
Foundation Walls | 231 | 8
Foundation Walls | 231 | 13
Foundation Walls | 231 | 14
Foundation Walls | 232 | 6
Foundation Walls | 232 | 8
Foundation Walls | 232 | 13
Foundation Walls | 232 | 14
Foundation Walls | 233 | 6
Foundation Walls | 233 | 8
Foundation Walls | 233 | 13
Foundation Walls | 233 | 14
Foundation Walls | 235 | 6
Foundation Walls | 235 | 8
Foundation Walls | 235 | 13
Foundation Walls | 235 | 14
Foundation Walls | 236 | 6
Foundation Walls | 236 | 8
Foundation Walls | 236 | 13
Foundation Walls | 236 | 14
Foundation Walls | 237 | 6
Foundation Walls | 237 | 8
Foundation Walls | 237 | 13
Foundation Walls | 237 | 14
Foundation Walls | 238 | 6
Foundation Walls | 238 | 8
Foundation Walls | 238 | 13
Foundation Walls | 238 | 14
Foundation Walls | 239 | 6
Foundation Walls | 239 | 8
Foundation Walls | 239 | 13
Foundation Walls | 239 | 14
Foundation Walls | 241 | 6
Foundation Walls | 241 | 8
Foundation Walls | 241 | 13
Foundation Walls | 241 | 14
Foundation Walls | 242 | 6
Foundation Walls | 242 | 8
Foundation Walls | 242 | 13
Foundation Walls | 242 | 14
Foundation Walls | 243 | 6
Foundation Walls | 243 | 8
Foundation Walls | 243 | 13
Foundation Walls | 243 | 14
Foundation Walls | 246 | 6
Foundation Walls | 246 | 8
Foundation Walls | 246 | 13
Foundation Walls | 246 | 14
Foundation Walls | 247 | 6
Foundation Walls | 247 | 8
Foundation Walls | 247 | 13
Foundation Walls | 247 | 14
Foundation Walls | 248 | 6
Foundation Walls | 248 | 8
Foundation Walls | 248 | 13
Foundation Walls | 248 | 14
Foundation Walls | 250 | 6
Foundation Walls | 250 | 8
Foundation Walls | 250 | 13
Foundation Walls | 250 | 14
Foundation Walls | 251 | 6
Foundation Walls | 251 | 8
Foundation Walls | 251 | 13
Foundation Walls | 251 | 14
Foundation Walls | 252 | 6
Foundation Walls | 252 | 8
Foundation Walls | 252 | 13
Foundation Walls | 252 | 14
Foundation Walls | 253 | 6
Foundation Walls | 253 | 8
Foundation Walls | 253 | 13
Foundation Walls | 253 | 14
Foundation Walls | 255 | 6
Foundation Walls | 255 | 8
Foundation Walls | 255 | 13
Foundation Walls | 255 | 14
Foundation Walls | 256 | 6
Foundation Walls | 256 | 8
Foundation Walls | 256 | 13
Foundation Walls | 256 | 14
Foundation Walls | 257 | 6
Foundation Walls | 257 | 8
Foundation Walls | 257 | 13
Foundation Walls | 257 | 14
Foundation Walls | 258 | 6
Foundation Walls | 258 | 8
Foundation Walls | 258 | 13
Foundation Walls | 258 | 14
Foundation Walls | 259 | 6
Foundation Walls | 259 | 8
Foundation Walls | 259 | 13
Foundation Walls | 259 | 14
Foundation Walls | 260 | 6
Foundation Walls | 260 | 8
Foundation Walls | 260 | 13
Foundation Walls | 260 | 14
Foundation Walls | 261 | 6
Foundation Walls | 261 | 8
Foundation Walls | 261 | 13
Foundation Walls | 261 | 14
Foundation Walls | 262 | 6
Foundation Walls | 262 | 8
Foundation Walls | 262 | 13
Foundation Walls | 262 | 14
Foundation Walls | 263 | 6
Foundation Walls | 263 | 8
Foundation Walls | 263 | 13
Foundation Walls | 263 | 14
Foundation Walls | 264 | 6
Foundation Walls | 264 | 8
Foundation Walls | 264 | 13
Foundation Walls | 264 | 14
Foundation Walls | 265 | 6
Foundation Walls | 265 | 8
Foundation Walls | 265 | 13
Foundation Walls | 265 | 14
Foundation Walls | 266 | 6
Foundation Walls | 266 | 8
Foundation Walls | 266 | 13
Foundation Walls | 266 | 14
Foundation Walls | 267 | 6
Foundation Walls | 267 | 8
Foundation Walls | 267 | 13
Foundation Walls | 267 | 14
Foundation Walls | 268 | 6
Foundation Walls | 268 | 8
Foundation Walls | 268 | 13
Foundation Walls | 268 | 14
Foundation Walls | 269 | 6
Foundation Walls | 269 | 8
Foundation Walls | 269 | 13
Foundation Walls | 269 | 14
Foundation Walls | 270 | 6
Foundation Walls | 270 | 8
Foundation Walls | 270 | 13
Foundation Walls | 270 | 14
Foundation Walls | 271 | 6
Foundation Walls | 271 | 8
Foundation Walls | 271 | 13
Foundation Walls | 271 | 14
Foundation Walls | 272 | 6
Foundation Walls | 272 | 8
Foundation Walls | 272 | 13
Foundation Walls | 272 | 14
Structural Elements | 7 | 6
Structural Elements | 7 | 8
Structural Elements | 7 | 13
Structural Elements | 7 | 14
Structural Elements | 8 | 6
Structural Elements | 8 | 8
Structural Elements | 8 | 13
Structural Elements | 8 | 14
Structural Elements | 9 | 6
Structural Elements | 9 | 8
Structural Elements | 9 | 13
Structural Elements | 9 | 14
Structural Elements | 10 | 6
Structural Elements | 10 | 8
Structural Elements | 10 | 13
Structural Elements | 10 | 14
Structural Elements | 11 | 6
Structural Elements | 11 | 8
Structural Elements | 11 | 13
Structural Elements | 11 | 14
Structural Elements | 12 | 6
Structural Elements | 12 | 8
Structural Elements | 12 | 13
Structural Elements | 12 | 14
Structural Elements | 13 | 6
Structural Elements | 13 | 8
Structural Elements | 13 | 13
Structural Elements | 13 | 14
Structural Elements | 14 | 6
Structural Elements | 14 | 8
Structural Elements | 14 | 13
Structural Elements | 14 | 14
Structural Elements | 15 | 6
Structural Elements | 15 | 8
Structural Elements | 15 | 13
Structural Elements | 15 | 14
Structural Elements | 16 | 6
Structural Elements | 16 | 8
Structural Elements | 16 | 13
Structural Elements | 16 | 14
Structural Elements | 17 | 6
Structural Elements | 17 | 8
Structural Elements | 17 | 13
Structural Elements | 17 | 14
Structural Elements | 18 | 6
Structural Elements | 18 | 8
Structural Elements | 18 | 13
Structural Elements | 18 | 14
Structural Elements | 19 | 6
Structural Elements | 19 | 8
Structural Elements | 19 | 13
Structural Elements | 19 | 14
Structural Elements | 20 | 6
Structural Elements | 20 | 8
Structural Elements | 20 | 13
Structural Elements | 20 | 14
Structural Elements | 21 | 6
Structural Elements | 21 | 8
Structural Elements | 21 | 13
Structural Elements | 21 | 14
Structural Elements | 22 | 6
Structural Elements | 22 | 8
Structural Elements | 22 | 13
Structural Elements | 22 | 14
Structural Elements | 23 | 6
Structural Elements | 23 | 8
Structural Elements | 23 | 13
Structural Elements | 23 | 14
Structural Elements | 24 | 6
Structural Elements | 24 | 8
Structural Elements | 24 | 13
Structural Elements | 24 | 14
Structural Elements | 25 | 6
Structural Elements | 25 | 8
Structural Elements | 25 | 13
Structural Elements | 25 | 14
Structural Elements | 28 | 4
Structural Elements | 28 | 6
Structural Elements | 28 | 8
Structural Elements | 28 | 13
Structural Elements | 28 | 14
Structural Elements | 29 | 4
Structural Elements | 29 | 6
Structural Elements | 29 | 8
Structural Elements | 29 | 13
Structural Elements | 29 | 14
Structural Elements | 30 | 4
Structural Elements | 30 | 6
Structural Elements | 30 | 8
Structural Elements | 30 | 13
Structural Elements | 30 | 14
Structural Elements | 31 | 4
Structural Elements | 31 | 6
Structural Elements | 31 | 8
Structural Elements | 31 | 13
Structural Elements | 31 | 14
Structural Elements | 32 | 4
Structural Elements | 32 | 6
Structural Elements | 32 | 8
Structural Elements | 32 | 13
Structural Elements | 32 | 14
Structural Elements | 33 | 4
Structural Elements | 33 | 6
Structural Elements | 33 | 8
Structural Elements | 33 | 13
Structural Elements | 33 | 14
Structural Elements | 34 | 4
Structural Elements | 34 | 6
Structural Elements | 34 | 8
Structural Elements | 34 | 13
Structural Elements | 34 | 14
Structural Elements | 35 | 4
Structural Elements | 35 | 6
Structural Elements | 35 | 8
Structural Elements | 35 | 13
Structural Elements | 35 | 14
Structural Elements | 36 | 4
Structural Elements | 36 | 6
Structural Elements | 36 | 8
Structural Elements | 36 | 13
Structural Elements | 36 | 14
Structural Elements | 37 | 4
Structural Elements | 37 | 6
Structural Elements | 37 | 8
Structural Elements | 37 | 13
Structural Elements | 37 | 14
Ext. Walls | 5 | 5
Ext. Walls | 7 | 6
Ext. Walls | 7 | 8
Ext. Walls | 7 | 13
Ext. Walls | 7 | 14
Ext. Walls | 8 | 6
Ext. Walls | 8 | 8
Ext. Walls | 8 | 13
Ext. Walls | 8 | 14
Ext. Walls | 9 | 6
Ext. Walls | 9 | 8
Ext. Walls | 9 | 13
Ext. Walls | 9 | 14
Ext. Walls | 10 | 6
Ext. Walls | 10 | 8
Ext. Walls | 10 | 13
Ext. Walls | 10 | 14
Ext. Walls | 11 | 6
Ext. Walls | 11 | 8
Ext. Walls | 11 | 13
Ext. Walls | 11 | 14
Ext. Walls | 12 | 6
Ext. Walls | 12 | 8
Ext. Walls | 12 | 13
Ext. Walls | 12 | 14
Ext. Walls | 14 | 6
Ext. Walls | 14 | 8
Ext. Walls | 14 | 13
Ext. Walls | 14 | 14
Ext. Walls | 15 | 6
Ext. Walls | 15 | 8
Ext. Walls | 15 | 13
Ext. Walls | 15 | 14
Ext. Walls | 16 | 6
Ext. Walls | 16 | 8
Ext. Walls | 16 | 13
Ext. Walls | 16 | 14
Ext. Walls | 17 | 6
Ext. Walls | 17 | 8
Ext. Walls | 17 | 13
Ext. Walls | 17 | 14
Ext. Walls | 18 | 6
Ext. Walls | 18 | 8
Ext. Walls | 18 | 13
Ext. Walls | 18 | 14
Ext. Walls | 19 | 6
Ext. Walls | 19 | 8
Ext. Walls | 19 | 13
Ext. Walls | 19 | 14
Ext. Walls | 21 | 6
Ext. Walls | 21 | 8
Ext. Walls | 21 | 13
Ext. Walls | 21 | 14
Ext. Walls | 22 | 6
Ext. Walls | 22 | 8
Ext. Walls | 22 | 13
Ext. Walls | 22 | 14
Ext. Walls | 23 | 6
Ext. Walls | 23 | 8
Ext. Walls | 23 | 13
Ext. Walls | 23 | 14
Ext. Walls | 24 | 6
Ext. Walls | 24 | 8
Ext. Walls | 24 | 13
Ext. Walls | 24 | 14
Ext. Walls | 25 | 6
Ext. Walls | 25 | 8
Ext. Walls | 25 | 13
Ext. Walls | 25 | 14
Ext. Walls | 26 | 6
Ext. Walls | 26 | 8
Ext. Walls | 26 | 13
Ext. Walls | 26 | 14
Ext. Walls | 28 | 6
Ext. Walls | 28 | 8
Ext. Walls | 28 | 13
Ext. Walls | 28 | 14
Ext. Walls | 29 | 6
Ext. Walls | 29 | 8
Ext. Walls | 29 | 13
Ext. Walls | 29 | 14
Ext. Walls | 30 | 6
Ext. Walls | 30 | 8
Ext. Walls | 30 | 13
Ext. Walls | 30 | 14
Ext. Walls | 31 | 6
Ext. Walls | 31 | 8
Ext. Walls | 31 | 13
Ext. Walls | 31 | 14
Ext. Walls | 32 | 6
Ext. Walls | 32 | 8
Ext. Walls | 32 | 13
Ext. Walls | 32 | 14
Ext. Walls | 33 | 6
Ext. Walls | 33 | 8
Ext. Walls | 33 | 13
Ext. Walls | 33 | 14
Ext. Walls | 34 | 5
Ext. Walls | 36 | 6
Ext. Walls | 36 | 8
Ext. Walls | 36 | 13
Ext. Walls | 36 | 14
Ext. Walls | 37 | 6
Ext. Walls | 37 | 8
Ext. Walls | 37 | 13
Ext. Walls | 37 | 14
Ext. Walls | 38 | 6
Ext. Walls | 38 | 8
Ext. Walls | 38 | 13
Ext. Walls | 38 | 14
Ext. Walls | 39 | 6
Ext. Walls | 39 | 8
Ext. Walls | 39 | 13
Ext. Walls | 39 | 14
Ext. Walls | 40 | 5
Ext. Walls | 41 | 6
Ext. Walls | 41 | 8
Ext. Walls | 41 | 13
Ext. Walls | 41 | 14
Ext. Walls | 42 | 6
Ext. Walls | 42 | 8
Ext. Walls | 42 | 13
Ext. Walls | 42 | 14
Ext. Walls | 45 | 6
Ext. Walls | 45 | 8
Ext. Walls | 45 | 13
Ext. Walls | 45 | 14
Ext. Walls | 46 | 6
Ext. Walls | 46 | 8
Ext. Walls | 46 | 13
Ext. Walls | 46 | 14
Ext. Walls | 47 | 6
Ext. Walls | 47 | 8
Ext. Walls | 47 | 13
Ext. Walls | 47 | 14
Ext. Walls | 50 | 6
Ext. Walls | 50 | 8
Ext. Walls | 50 | 13
Ext. Walls | 50 | 14
Ext. Walls | 51 | 6
Ext. Walls | 51 | 8
Ext. Walls | 51 | 13
Ext. Walls | 51 | 14
Ext. Walls | 52 | 6
Ext. Walls | 52 | 8
Ext. Walls | 52 | 13
Ext. Walls | 52 | 14
Ext. Walls | 53 | 6
Ext. Walls | 53 | 8
Ext. Walls | 53 | 13
Ext. Walls | 53 | 14
Ext. Walls | 54 | 6
Ext. Walls | 54 | 8
Ext. Walls | 54 | 13
Ext. Walls | 54 | 14
Ext. Walls | 55 | 6
Ext. Walls | 55 | 8
Ext. Walls | 55 | 13
Ext. Walls | 55 | 14
Ext. Walls | 56 | 6
Ext. Walls | 56 | 8
Ext. Walls | 56 | 13
Ext. Walls | 56 | 14
Ext. Walls | 57 | 5
Ext. Walls | 59 | 6
Ext. Walls | 59 | 8
Ext. Walls | 59 | 13
Ext. Walls | 59 | 14
Ext. Walls | 60 | 6
Ext. Walls | 60 | 8
Ext. Walls | 60 | 13
Ext. Walls | 60 | 14
Ext. Walls | 61 | 6
Ext. Walls | 61 | 8
Ext. Walls | 61 | 13
Ext. Walls | 61 | 14
Ext. Walls | 62 | 6
Ext. Walls | 62 | 8
Ext. Walls | 62 | 13
Ext. Walls | 62 | 14
Ext. Walls | 63 | 6
Ext. Walls | 63 | 8
Ext. Walls | 63 | 13
Ext. Walls | 63 | 14
Ext. Walls | 64 | 6
Ext. Walls | 64 | 8
Ext. Walls | 64 | 13
Ext. Walls | 64 | 14
Ext. Walls | 65 | 6
Ext. Walls | 65 | 8
Ext. Walls | 65 | 13
Ext. Walls | 65 | 14
Ext. Walls | 67 | 6
Ext. Walls | 67 | 8
Ext. Walls | 67 | 13
Ext. Walls | 67 | 14
Ext. Walls | 68 | 6
Ext. Walls | 68 | 8
Ext. Walls | 68 | 13
Ext. Walls | 68 | 14
Ext. Walls | 69 | 6
Ext. Walls | 69 | 8
Ext. Walls | 69 | 13
Ext. Walls | 69 | 14
Ext. Walls | 70 | 6
Ext. Walls | 70 | 8
Ext. Walls | 70 | 13
Ext. Walls | 70 | 14
Ext. Walls | 71 | 6
Ext. Walls | 71 | 8
Ext. Walls | 71 | 13
Ext. Walls | 71 | 14
Ext. Walls | 72 | 6
Ext. Walls | 72 | 8
Ext. Walls | 72 | 13
Ext. Walls | 72 | 14
Ext. Walls | 73 | 6
Ext. Walls | 73 | 8
Ext. Walls | 73 | 13
Ext. Walls | 73 | 14
Ext. Walls | 76 | 6
Ext. Walls | 76 | 8
Ext. Walls | 76 | 13
Ext. Walls | 76 | 14
Ext. Walls | 77 | 6
Ext. Walls | 77 | 8
Ext. Walls | 77 | 13
Ext. Walls | 77 | 14
Ext. Walls | 78 | 6
Ext. Walls | 78 | 8
Ext. Walls | 78 | 13
Ext. Walls | 78 | 14
Ext. Walls | 79 | 6
Ext. Walls | 79 | 8
Ext. Walls | 79 | 13
Ext. Walls | 79 | 14
Ext. Walls | 80 | 6
Ext. Walls | 80 | 8
Ext. Walls | 80 | 13
Ext. Walls | 80 | 14
Ext. Walls | 81 | 6
Ext. Walls | 81 | 8
Ext. Walls | 81 | 13
Ext. Walls | 81 | 14
Ext. Walls | 82 | 6
Ext. Walls | 82 | 8
Ext. Walls | 82 | 13
Ext. Walls | 82 | 14
Ext. Walls | 83 | 6
Ext. Walls | 83 | 8
Ext. Walls | 83 | 13
Ext. Walls | 83 | 14
Ext. Walls | 85 | 6
Ext. Walls | 85 | 8
Ext. Walls | 85 | 13
Ext. Walls | 85 | 14
Ext. Walls | 86 | 6
Ext. Walls | 86 | 8
Ext. Walls | 86 | 13
Ext. Walls | 86 | 14
Ext. Walls | 87 | 6
Ext. Walls | 87 | 8
Ext. Walls | 87 | 13
Ext. Walls | 87 | 14
Ext. Walls | 88 | 6
Ext. Walls | 88 | 8
Ext. Walls | 88 | 13
Ext. Walls | 88 | 14
Ext. Walls | 90 | 6
Ext. Walls | 90 | 8
Ext. Walls | 90 | 13
Ext. Walls | 90 | 14
Ext. Walls | 91 | 6
Ext. Walls | 91 | 8
Ext. Walls | 91 | 13
Ext. Walls | 91 | 14
Ext. Walls | 92 | 6
Ext. Walls | 92 | 8
Ext. Walls | 92 | 13
Ext. Walls | 92 | 14
Ext. Walls | 93 | 6
Ext. Walls | 93 | 8
Ext. Walls | 93 | 13
Ext. Walls | 93 | 14
Ext. Walls | 94 | 6
Ext. Walls | 94 | 8
Ext. Walls | 94 | 13
Ext. Walls | 94 | 14
Ext. Walls | 95 | 6
Ext. Walls | 95 | 8
Ext. Walls | 95 | 13
Ext. Walls | 95 | 14
Ext. Walls | 96 | 6
Ext. Walls | 96 | 8
Ext. Walls | 96 | 13
Ext. Walls | 96 | 14
Ext. Walls | 97 | 6
Ext. Walls | 97 | 8
Ext. Walls | 97 | 13
Ext. Walls | 97 | 14
Ext. Walls | 98 | 6
Ext. Walls | 98 | 8
Ext. Walls | 98 | 13
Ext. Walls | 98 | 14
Ext. Walls | 100 | 6
Ext. Walls | 100 | 8
Ext. Walls | 100 | 13
Ext. Walls | 100 | 14
Ext. Walls | 101 | 6
Ext. Walls | 101 | 8
Ext. Walls | 101 | 13
Ext. Walls | 101 | 14
Ext. Walls | 102 | 6
Ext. Walls | 102 | 8
Ext. Walls | 102 | 13
Ext. Walls | 102 | 14
Ext. Walls | 103 | 6
Ext. Walls | 103 | 8
Ext. Walls | 103 | 13
Ext. Walls | 103 | 14
Ext. Walls | 104 | 6
Ext. Walls | 104 | 8
Ext. Walls | 104 | 13
Ext. Walls | 104 | 14
Ext. Walls | 105 | 6
Ext. Walls | 105 | 8
Ext. Walls | 105 | 13
Ext. Walls | 105 | 14
Ext. Walls | 107 | 6
Ext. Walls | 107 | 8
Ext. Walls | 107 | 13
Ext. Walls | 107 | 14
Ext. Walls | 108 | 6
Ext. Walls | 108 | 8
Ext. Walls | 108 | 13
Ext. Walls | 108 | 14
Ext. Walls | 111 | 6
Ext. Walls | 111 | 8
Ext. Walls | 111 | 13
Ext. Walls | 111 | 14
Ext. Walls | 112 | 6
Ext. Walls | 112 | 8
Ext. Walls | 112 | 13
Ext. Walls | 112 | 14
Ext. Walls | 113 | 6
Ext. Walls | 113 | 8
Ext. Walls | 113 | 13
Ext. Walls | 113 | 14
Ext. Walls | 114 | 6
Ext. Walls | 114 | 8
Ext. Walls | 114 | 13
Ext. Walls | 114 | 14
Ext. Walls | 115 | 6
Ext. Walls | 115 | 8
Ext. Walls | 115 | 13
Ext. Walls | 115 | 14
Ext. Walls | 116 | 6
Ext. Walls | 116 | 8
Ext. Walls | 116 | 13
Ext. Walls | 116 | 14
Ext. Walls | 117 | 6
Ext. Walls | 117 | 8
Ext. Walls | 117 | 13
Ext. Walls | 117 | 14
Ext. Walls | 119 | 6
Ext. Walls | 119 | 8
Ext. Walls | 119 | 13
Ext. Walls | 119 | 14
Ext. Walls | 120 | 6
Ext. Walls | 120 | 8
Ext. Walls | 120 | 13
Ext. Walls | 120 | 14
Ext. Walls | 121 | 6
Ext. Walls | 121 | 8
Ext. Walls | 121 | 13
Ext. Walls | 121 | 14
Ext. Walls | 122 | 6
Ext. Walls | 122 | 8
Ext. Walls | 122 | 13
Ext. Walls | 122 | 14
Ext. Walls | 123 | 6
Ext. Walls | 123 | 8
Ext. Walls | 123 | 13
Ext. Walls | 123 | 14
Ext. Walls | 125 | 6
Ext. Walls | 125 | 8
Ext. Walls | 125 | 13
Ext. Walls | 125 | 14
Ext. Walls | 126 | 6
Ext. Walls | 126 | 8
Ext. Walls | 126 | 13
Ext. Walls | 126 | 14
Ext. Walls | 127 | 6
Ext. Walls | 127 | 8
Ext. Walls | 127 | 13
Ext. Walls | 127 | 14
Ext. Walls | 128 | 6
Ext. Walls | 128 | 8
Ext. Walls | 128 | 13
Ext. Walls | 128 | 14
Ext. Walls | 129 | 6
Ext. Walls | 129 | 8
Ext. Walls | 129 | 13
Ext. Walls | 129 | 14
Ext. Walls | 130 | 6
Ext. Walls | 130 | 8
Ext. Walls | 130 | 13
Ext. Walls | 130 | 14
Ext. Walls | 131 | 6
Ext. Walls | 131 | 8
Ext. Walls | 131 | 13
Ext. Walls | 131 | 14
Ext. Walls | 132 | 6
Ext. Walls | 132 | 8
Ext. Walls | 132 | 13
Ext. Walls | 132 | 14
Ext. Walls | 134 | 6
Ext. Walls | 134 | 8
Ext. Walls | 134 | 13
Ext. Walls | 134 | 14
Ext. Walls | 135 | 6
Ext. Walls | 135 | 8
Ext. Walls | 135 | 13
Ext. Walls | 135 | 14
Ext. Walls | 136 | 6
Ext. Walls | 136 | 8
Ext. Walls | 136 | 13
Ext. Walls | 136 | 14
Ext. Walls | 137 | 6
Ext. Walls | 137 | 8
Ext. Walls | 137 | 13
Ext. Walls | 137 | 14
Ext. Walls | 138 | 6
Ext. Walls | 138 | 8
Ext. Walls | 138 | 13
Ext. Walls | 138 | 14
Ext. Walls | 139 | 6
Ext. Walls | 139 | 8
Ext. Walls | 139 | 13
Ext. Walls | 139 | 14
Ext. Walls | 140 | 6
Ext. Walls | 140 | 8
Ext. Walls | 140 | 13
Ext. Walls | 140 | 14
Ext. Walls | 141 | 6
Ext. Walls | 141 | 8
Ext. Walls | 141 | 13
Ext. Walls | 141 | 14
Ext. Walls | 143 | 6
Ext. Walls | 143 | 8
Ext. Walls | 143 | 13
Ext. Walls | 143 | 14
Ext. Walls | 144 | 6
Ext. Walls | 144 | 8
Ext. Walls | 144 | 13
Ext. Walls | 144 | 14
Ext. Walls | 145 | 6
Ext. Walls | 145 | 8
Ext. Walls | 145 | 13
Ext. Walls | 145 | 14
Ext. Walls | 146 | 6
Ext. Walls | 146 | 8
Ext. Walls | 146 | 13
Ext. Walls | 146 | 14
Ext. Walls | 147 | 6
Ext. Walls | 147 | 8
Ext. Walls | 147 | 13
Ext. Walls | 147 | 14
Ext. Walls | 148 | 6
Ext. Walls | 148 | 8
Ext. Walls | 148 | 13
Ext. Walls | 148 | 14
Ext. Walls | 149 | 6
Ext. Walls | 149 | 8
Ext. Walls | 149 | 13
Ext. Walls | 149 | 14
Ext. Walls | 150 | 6
Ext. Walls | 150 | 8
Ext. Walls | 150 | 13
Ext. Walls | 150 | 14
Ext. Walls | 151 | 5
Ext. Walls | 152 | 5
Ext. Walls | 153 | 6
Ext. Walls | 153 | 8
Ext. Walls | 153 | 13
Ext. Walls | 153 | 14
Ext. Walls | 154 | 6
Ext. Walls | 154 | 8
Ext. Walls | 154 | 13
Ext. Walls | 154 | 14
Ext. Walls | 155 | 6
Ext. Walls | 155 | 8
Ext. Walls | 155 | 13
Ext. Walls | 155 | 14
Ext. Walls | 156 | 6
Ext. Walls | 156 | 8
Ext. Walls | 156 | 13
Ext. Walls | 156 | 14
Ext. Walls | 157 | 5
Ext. Walls | 158 | 6
Ext. Walls | 158 | 8
Ext. Walls | 158 | 13
Ext. Walls | 158 | 14
Ext. Walls | 159 | 6
Ext. Walls | 159 | 8
Ext. Walls | 159 | 13
Ext. Walls | 159 | 14
Ext. Walls | 160 | 6
Ext. Walls | 160 | 8
Ext. Walls | 160 | 13
Ext. Walls | 160 | 14
Ext. Walls | 161 | 6
Ext. Walls | 161 | 8
Ext. Walls | 161 | 13
Ext. Walls | 161 | 14
Ext. Walls | 162 | 6
Ext. Walls | 162 | 8
Ext. Walls | 162 | 13
Ext. Walls | 162 | 14
Ext. Walls | 163 | 5
Ext. Walls | 164 | 6
Ext. Walls | 164 | 8
Ext. Walls | 164 | 13
Ext. Walls | 164 | 14
Ext. Walls | 165 | 6
Ext. Walls | 165 | 8
Ext. Walls | 165 | 13
Ext. Walls | 165 | 14
Ext. Walls | 166 | 6
Ext. Walls | 166 | 8
Ext. Walls | 166 | 13
Ext. Walls | 166 | 14
Ext. Walls | 167 | 6
Ext. Walls | 167 | 8
Ext. Walls | 167 | 13
Ext. Walls | 167 | 14
Ext. Walls | 168 | 6
Ext. Walls | 168 | 8
Ext. Walls | 168 | 13
Ext. Walls | 168 | 14
Ext. Walls | 169 | 6
Ext. Walls | 169 | 8
Ext. Walls | 169 | 13
Ext. Walls | 169 | 14
Ext. Walls | 170 | 5
Ext. Walls | 171 | 6
Ext. Walls | 171 | 8
Ext. Walls | 171 | 13
Ext. Walls | 171 | 14
Ext. Walls | 172 | 5
Ext. Walls | 173 | 6
Ext. Walls | 173 | 8
Ext. Walls | 173 | 13
Ext. Walls | 173 | 14
Ext. Walls | 174 | 6
Ext. Walls | 174 | 8
Ext. Walls | 174 | 13
Ext. Walls | 174 | 14
Ext. Walls | 175 | 6
Ext. Walls | 175 | 8
Ext. Walls | 175 | 13
Ext. Walls | 175 | 14
Ext. Walls | 176 | 6
Ext. Walls | 176 | 8
Ext. Walls | 176 | 13
Ext. Walls | 176 | 14
Ext. Walls | 177 | 5
Ext. Walls | 178 | 6
Ext. Walls | 178 | 8
Ext. Walls | 178 | 13
Ext. Walls | 178 | 14
Ext. Walls | 179 | 6
Ext. Walls | 179 | 8
Ext. Walls | 179 | 13
Ext. Walls | 179 | 14
Ext. Walls | 180 | 6
Ext. Walls | 180 | 8
Ext. Walls | 180 | 13
Ext. Walls | 180 | 14
Ext. Walls | 181 | 5
Ext. Walls | 182 | 6
Ext. Walls | 182 | 8
Ext. Walls | 182 | 13
Ext. Walls | 182 | 14
Ext. Walls | 183 | 6
Ext. Walls | 183 | 8
Ext. Walls | 183 | 13
Ext. Walls | 183 | 14
Ext. Walls | 184 | 6
Ext. Walls | 184 | 8
Ext. Walls | 184 | 13
Ext. Walls | 184 | 14
Ext. Walls | 185 | 6
Ext. Walls | 185 | 8
Ext. Walls | 185 | 13
Ext. Walls | 185 | 14
Ext. Walls | 186 | 5
Ext. Walls | 187 | 6
Ext. Walls | 187 | 8
Ext. Walls | 187 | 13
Ext. Walls | 187 | 14
Ext. Walls | 188 | 6
Ext. Walls | 188 | 8
Ext. Walls | 188 | 13
Ext. Walls | 188 | 14
Ext. Walls | 189 | 5
Ext. Walls | 190 | 6
Ext. Walls | 190 | 8
Ext. Walls | 190 | 13
Ext. Walls | 190 | 14
Ext. Walls | 191 | 5
Ext. Walls | 192 | 6
Ext. Walls | 192 | 8
Ext. Walls | 192 | 13
Ext. Walls | 192 | 14
Ext. Walls | 193 | 6
Ext. Walls | 193 | 8
Ext. Walls | 193 | 13
Ext. Walls | 193 | 14
Ext. Walls | 194 | 6
Ext. Walls | 194 | 8
Ext. Walls | 194 | 13
Ext. Walls | 194 | 14
Ext. Walls | 195 | 6
Ext. Walls | 195 | 8
Ext. Walls | 195 | 13
Ext. Walls | 195 | 14
Ext. Walls | 196 | 6
Ext. Walls | 196 | 8
Ext. Walls | 196 | 13
Ext. Walls | 196 | 14
Ext. Walls | 197 | 6
Ext. Walls | 197 | 8
Ext. Walls | 197 | 13
Ext. Walls | 197 | 14
Ext. Walls | 198 | 6
Ext. Walls | 198 | 8
Ext. Walls | 198 | 13
Ext. Walls | 198 | 14
Ext. Walls | 199 | 6
Ext. Walls | 199 | 8
Ext. Walls | 199 | 13
Ext. Walls | 199 | 14
Ext. Walls | 200 | 5
Ext. Walls | 201 | 5
Ext. Walls | 202 | 6
Ext. Walls | 202 | 8
Ext. Walls | 202 | 13
Ext. Walls | 202 | 14
Ext. Walls | 203 | 6
Ext. Walls | 203 | 8
Ext. Walls | 203 | 13
Ext. Walls | 203 | 14
Ext. Walls | 204 | 6
Ext. Walls | 204 | 8
Ext. Walls | 204 | 13
Ext. Walls | 204 | 14
Ext. Walls | 205 | 6
Ext. Walls | 205 | 8
Ext. Walls | 205 | 13
Ext. Walls | 205 | 14
Ext. Walls | 206 | 6
Ext. Walls | 206 | 8
Ext. Walls | 206 | 13
Ext. Walls | 206 | 14
Ext. Walls | 207 | 6
Ext. Walls | 207 | 8
Ext. Walls | 207 | 13
Ext. Walls | 207 | 14
Ext. Walls | 208 | 6
Ext. Walls | 208 | 8
Ext. Walls | 208 | 13
Ext. Walls | 208 | 14
Ext. Walls | 209 | 6
Ext. Walls | 209 | 8
Ext. Walls | 209 | 13
Ext. Walls | 209 | 14
Ext. Walls | 210 | 6
Ext. Walls | 210 | 8
Ext. Walls | 210 | 13
Ext. Walls | 210 | 14
Ext. Walls | 211 | 5
Ext. Walls | 212 | 6
Ext. Walls | 212 | 8
Ext. Walls | 212 | 13
Ext. Walls | 212 | 14
Ext. Walls | 213 | 6
Ext. Walls | 213 | 8
Ext. Walls | 213 | 13
Ext. Walls | 213 | 14
Ext. Walls | 214 | 6
Ext. Walls | 214 | 8
Ext. Walls | 214 | 13
Ext. Walls | 214 | 14
Ext. Walls | 215 | 6
Ext. Walls | 215 | 8
Ext. Walls | 215 | 13
Ext. Walls | 215 | 14
Ext. Walls | 216 | 6
Ext. Walls | 216 | 8
Ext. Walls | 216 | 13
Ext. Walls | 216 | 14
Ext. Walls | 217 | 6
Ext. Walls | 217 | 8
Ext. Walls | 217 | 13
Ext. Walls | 217 | 14
Ext. Walls | 218 | 6
Ext. Walls | 218 | 8
Ext. Walls | 218 | 13
Ext. Walls | 218 | 14
Ext. Walls | 219 | 6
Ext. Walls | 219 | 8
Ext. Walls | 219 | 13
Ext. Walls | 219 | 14
Ext. Walls | 220 | 6
Ext. Walls | 220 | 8
Ext. Walls | 220 | 13
Ext. Walls | 220 | 14
Ext. Walls | 221 | 6
Ext. Walls | 221 | 8
Ext. Walls | 221 | 13
Ext. Walls | 221 | 14
Ext. Walls | 222 | 5
Ext. Walls | 223 | 6
Ext. Walls | 223 | 8
Ext. Walls | 223 | 13
Ext. Walls | 223 | 14
Ext. Walls | 224 | 6
Ext. Walls | 224 | 8
Ext. Walls | 224 | 13
Ext. Walls | 224 | 14
Ext. Walls | 225 | 6
Ext. Walls | 225 | 8
Ext. Walls | 225 | 13
Ext. Walls | 225 | 14
Ext. Walls | 226 | 6
Ext. Walls | 226 | 8
Ext. Walls | 226 | 13
Ext. Walls | 226 | 14
Ext. Walls | 227 | 5
Ext. Walls | 228 | 6
Ext. Walls | 228 | 8
Ext. Walls | 228 | 13
Ext. Walls | 228 | 14
Ext. Walls | 229 | 6
Ext. Walls | 229 | 8
Ext. Walls | 229 | 13
Ext. Walls | 229 | 14
Ext. Walls | 230 | 6
Ext. Walls | 230 | 8
Ext. Walls | 230 | 13
Ext. Walls | 230 | 14
Ext. Walls | 231 | 6
Ext. Walls | 231 | 8
Ext. Walls | 231 | 13
Ext. Walls | 231 | 14
Ext. Walls | 232 | 5
Ext. Walls | 233 | 6
Ext. Walls | 233 | 8
Ext. Walls | 233 | 13
Ext. Walls | 233 | 14
Ext. Walls | 234 | 6
Ext. Walls | 234 | 8
Ext. Walls | 234 | 13
Ext. Walls | 234 | 14
Ext. Walls | 235 | 6
Ext. Walls | 235 | 8
Ext. Walls | 235 | 13
Ext. Walls | 235 | 14
Ext. Walls | 236 | 6
Ext. Walls | 236 | 8
Ext. Walls | 236 | 13
Ext. Walls | 236 | 14
Ext. Walls | 237 | 6
Ext. Walls | 237 | 8
Ext. Walls | 237 | 13
Ext. Walls | 237 | 14
Ext. Walls | 238 | 6
Ext. Walls | 238 | 8
Ext. Walls | 238 | 13
Ext. Walls | 238 | 14
Ext. Walls | 239 | 6
Ext. Walls | 239 | 8
Ext. Walls | 239 | 13
Ext. Walls | 239 | 14
Ext. Walls | 240 | 6
Ext. Walls | 240 | 8
Ext. Walls | 240 | 13
Ext. Walls | 240 | 14
Ext. Walls | 241 | 6
Ext. Walls | 241 | 8
Ext. Walls | 241 | 13
Ext. Walls | 241 | 14
Ext. Walls | 242 | 5
Ext. Walls | 243 | 6
Ext. Walls | 243 | 8
Ext. Walls | 243 | 13
Ext. Walls | 243 | 14
Ext. Walls | 244 | 5
Ext. Walls | 245 | 6
Ext. Walls | 245 | 8
Ext. Walls | 245 | 13
Ext. Walls | 245 | 14
Ext. Wall Systems | 6 | 6
Ext. Wall Systems | 6 | 8
Ext. Wall Systems | 6 | 13
Ext. Wall Systems | 6 | 14
Ext. Wall Systems | 8 | 6
Ext. Wall Systems | 8 | 8
Ext. Wall Systems | 8 | 13
Ext. Wall Systems | 8 | 14
Ext. Wall Systems | 9 | 6
Ext. Wall Systems | 9 | 8
Ext. Wall Systems | 9 | 13
Ext. Wall Systems | 9 | 14
Ext. Wall Systems | 10 | 6
Ext. Wall Systems | 10 | 8
Ext. Wall Systems | 10 | 13
Ext. Wall Systems | 10 | 14
Ext. Wall Systems | 11 | 6
Ext. Wall Systems | 11 | 8
Ext. Wall Systems | 11 | 13
Ext. Wall Systems | 11 | 14
Ext. Wall Systems | 12 | 6
Ext. Wall Systems | 12 | 8
Ext. Wall Systems | 12 | 13
Ext. Wall Systems | 12 | 14
Ext. Wall Systems | 13 | 6
Ext. Wall Systems | 13 | 8
Ext. Wall Systems | 13 | 13
Ext. Wall Systems | 13 | 14
Ext. Wall Systems | 14 | 6
Ext. Wall Systems | 14 | 8
Ext. Wall Systems | 14 | 13
Ext. Wall Systems | 14 | 14
Ext. Wall Systems | 16 | 6
Ext. Wall Systems | 16 | 8
Ext. Wall Systems | 16 | 13
Ext. Wall Systems | 16 | 14
Ext. Wall Systems | 17 | 6
Ext. Wall Systems | 17 | 8
Ext. Wall Systems | 17 | 13
Ext. Wall Systems | 17 | 14
Ext. Wall Systems | 18 | 6
Ext. Wall Systems | 18 | 8
Ext. Wall Systems | 18 | 13
Ext. Wall Systems | 18 | 14
Ext. Wall Systems | 19 | 6
Ext. Wall Systems | 19 | 8
Ext. Wall Systems | 19 | 13
Ext. Wall Systems | 19 | 14
Ext. Wall Systems | 20 | 6
Ext. Wall Systems | 20 | 8
Ext. Wall Systems | 20 | 13
Ext. Wall Systems | 20 | 14
Ext. Wall Systems | 21 | 6
Ext. Wall Systems | 21 | 8
Ext. Wall Systems | 21 | 13
Ext. Wall Systems | 21 | 14
Ext. Wall Systems | 22 | 6
Ext. Wall Systems | 22 | 8
Ext. Wall Systems | 22 | 13
Ext. Wall Systems | 22 | 14
Ext. Wall Systems | 24 | 6
Ext. Wall Systems | 24 | 8
Ext. Wall Systems | 24 | 13
Ext. Wall Systems | 24 | 14
Ext. Wall Systems | 25 | 6
Ext. Wall Systems | 25 | 8
Ext. Wall Systems | 25 | 13
Ext. Wall Systems | 25 | 14
Ext. Wall Systems | 26 | 6
Ext. Wall Systems | 26 | 8
Ext. Wall Systems | 26 | 13
Ext. Wall Systems | 26 | 14
Ext. Wall Systems | 27 | 6
Ext. Wall Systems | 27 | 8
Ext. Wall Systems | 27 | 13
Ext. Wall Systems | 27 | 14
Ext. Wall Systems | 28 | 6
Ext. Wall Systems | 28 | 8
Ext. Wall Systems | 28 | 13
Ext. Wall Systems | 28 | 14
Ext. Wall Systems | 29 | 6
Ext. Wall Systems | 29 | 8
Ext. Wall Systems | 29 | 13
Ext. Wall Systems | 29 | 14
Ext. Wall Systems | 30 | 6
Ext. Wall Systems | 30 | 8
Ext. Wall Systems | 30 | 13
Ext. Wall Systems | 30 | 14
Ext. Wall Systems | 32 | 6
Ext. Wall Systems | 32 | 8
Ext. Wall Systems | 32 | 13
Ext. Wall Systems | 32 | 14
Ext. Wall Systems | 33 | 6
Ext. Wall Systems | 33 | 8
Ext. Wall Systems | 33 | 13
Ext. Wall Systems | 33 | 14
Ext. Wall Systems | 34 | 6
Ext. Wall Systems | 34 | 8
Ext. Wall Systems | 34 | 13
Ext. Wall Systems | 34 | 14
Ext. Wall Systems | 35 | 6
Ext. Wall Systems | 35 | 8
Ext. Wall Systems | 35 | 13
Ext. Wall Systems | 35 | 14
Ext. Wall Systems | 37 | 6
Ext. Wall Systems | 37 | 8
Ext. Wall Systems | 37 | 13
Ext. Wall Systems | 37 | 14
Ext. Wall Systems | 38 | 6
Ext. Wall Systems | 38 | 8
Ext. Wall Systems | 38 | 13
Ext. Wall Systems | 38 | 14
Ext. Wall Systems | 39 | 6
Ext. Wall Systems | 39 | 8
Ext. Wall Systems | 39 | 13
Ext. Wall Systems | 39 | 14
Ext. Wall Systems | 40 | 6
Ext. Wall Systems | 40 | 8
Ext. Wall Systems | 40 | 13
Ext. Wall Systems | 40 | 14
Ext. Wall Systems | 41 | 6
Ext. Wall Systems | 41 | 8
Ext. Wall Systems | 41 | 13
Ext. Wall Systems | 41 | 14
Ext. Wall Systems | 42 | 6
Ext. Wall Systems | 42 | 8
Ext. Wall Systems | 42 | 13
Ext. Wall Systems | 42 | 14
Ext. Wall Systems | 43 | 6
Ext. Wall Systems | 43 | 8
Ext. Wall Systems | 43 | 13
Ext. Wall Systems | 43 | 14
Ext. Wall Systems | 45 | 6
Ext. Wall Systems | 45 | 8
Ext. Wall Systems | 45 | 13
Ext. Wall Systems | 45 | 14
Ext. Wall Systems | 46 | 6
Ext. Wall Systems | 46 | 8
Ext. Wall Systems | 46 | 13
Ext. Wall Systems | 46 | 14
Ext. Wall Systems | 47 | 6
Ext. Wall Systems | 47 | 8
Ext. Wall Systems | 47 | 13
Ext. Wall Systems | 47 | 14
Ext. Wall Systems | 48 | 6
Ext. Wall Systems | 48 | 8
Ext. Wall Systems | 48 | 13
Ext. Wall Systems | 48 | 14
Ext. Wall Systems | 49 | 6
Ext. Wall Systems | 49 | 8
Ext. Wall Systems | 49 | 13
Ext. Wall Systems | 49 | 14
Ext. Wall Systems | 50 | 6
Ext. Wall Systems | 50 | 8
Ext. Wall Systems | 50 | 13
Ext. Wall Systems | 50 | 14
Ext. Wall Systems | 51 | 6
Ext. Wall Systems | 51 | 8
Ext. Wall Systems | 51 | 13
Ext. Wall Systems | 51 | 14
Ext. Wall Systems | 53 | 6
Ext. Wall Systems | 53 | 8
Ext. Wall Systems | 53 | 13
Ext. Wall Systems | 53 | 14
Ext. Wall Systems | 54 | 6
Ext. Wall Systems | 54 | 8
Ext. Wall Systems | 54 | 13
Ext. Wall Systems | 54 | 14
Ext. Wall Systems | 55 | 6
Ext. Wall Systems | 55 | 8
Ext. Wall Systems | 55 | 13
Ext. Wall Systems | 55 | 14
Ext. Wall Systems | 56 | 6
Ext. Wall Systems | 56 | 8
Ext. Wall Systems | 56 | 13
Ext. Wall Systems | 56 | 14
Ext. Wall Systems | 57 | 6
Ext. Wall Systems | 57 | 8
Ext. Wall Systems | 57 | 13
Ext. Wall Systems | 57 | 14
Ext. Wall Systems | 58 | 6
Ext. Wall Systems | 58 | 8
Ext. Wall Systems | 58 | 13
Ext. Wall Systems | 58 | 14
Ext. Wall Systems | 59 | 6
Ext. Wall Systems | 59 | 8
Ext. Wall Systems | 59 | 13
Ext. Wall Systems | 59 | 14
Ext. Wall Systems | 62 | 6
Ext. Wall Systems | 62 | 8
Ext. Wall Systems | 62 | 13
Ext. Wall Systems | 62 | 14
Ext. Wall Systems | 63 | 6
Ext. Wall Systems | 63 | 8
Ext. Wall Systems | 63 | 13
Ext. Wall Systems | 63 | 14
Ext. Wall Systems | 65 | 6
Ext. Wall Systems | 65 | 8
Ext. Wall Systems | 65 | 13
Ext. Wall Systems | 65 | 14
Ext. Wall Systems | 66 | 6
Ext. Wall Systems | 66 | 8
Ext. Wall Systems | 66 | 13
Ext. Wall Systems | 66 | 14
Ext. Wall Systems | 67 | 6
Ext. Wall Systems | 67 | 8
Ext. Wall Systems | 67 | 13
Ext. Wall Systems | 67 | 14
Ext. Wall Systems | 68 | 6
Ext. Wall Systems | 68 | 8
Ext. Wall Systems | 68 | 13
Ext. Wall Systems | 68 | 14
Ext. Wall Systems | 69 | 6
Ext. Wall Systems | 69 | 8
Ext. Wall Systems | 69 | 13
Ext. Wall Systems | 69 | 14
Party Walls | 6 | 5
Party Walls | 8 | 6
Party Walls | 8 | 8
Party Walls | 8 | 13
Party Walls | 8 | 14
Party Walls | 9 | 6
Party Walls | 9 | 8
Party Walls | 9 | 13
Party Walls | 9 | 14
Party Walls | 10 | 6
Party Walls | 10 | 8
Party Walls | 10 | 13
Party Walls | 10 | 14
Party Walls | 11 | 6
Party Walls | 11 | 8
Party Walls | 11 | 13
Party Walls | 11 | 14
Party Walls | 12 | 6
Party Walls | 12 | 8
Party Walls | 12 | 13
Party Walls | 12 | 14
Party Walls | 13 | 6
Party Walls | 13 | 8
Party Walls | 13 | 13
Party Walls | 13 | 14
Party Walls | 15 | 6
Party Walls | 15 | 8
Party Walls | 15 | 13
Party Walls | 15 | 14
Party Walls | 16 | 6
Party Walls | 16 | 8
Party Walls | 16 | 13
Party Walls | 16 | 14
Party Walls | 17 | 6
Party Walls | 17 | 8
Party Walls | 17 | 13
Party Walls | 17 | 14
Party Walls | 18 | 6
Party Walls | 18 | 8
Party Walls | 18 | 13
Party Walls | 18 | 14
Party Walls | 19 | 6
Party Walls | 19 | 8
Party Walls | 19 | 13
Party Walls | 19 | 14
Party Walls | 20 | 6
Party Walls | 20 | 8
Party Walls | 20 | 13
Party Walls | 20 | 14
Party Walls | 22 | 6
Party Walls | 22 | 8
Party Walls | 22 | 13
Party Walls | 22 | 14
Party Walls | 23 | 6
Party Walls | 23 | 8
Party Walls | 23 | 13
Party Walls | 23 | 14
Party Walls | 24 | 6
Party Walls | 24 | 8
Party Walls | 24 | 13
Party Walls | 24 | 14
Party Walls | 25 | 6
Party Walls | 25 | 8
Party Walls | 25 | 13
Party Walls | 25 | 14
Party Walls | 26 | 6
Party Walls | 26 | 8
Party Walls | 26 | 13
Party Walls | 26 | 14
Party Walls | 27 | 6
Party Walls | 27 | 8
Party Walls | 27 | 13
Party Walls | 27 | 14
Party Walls | 29 | 6
Party Walls | 29 | 8
Party Walls | 29 | 13
Party Walls | 29 | 14
Party Walls | 30 | 6
Party Walls | 30 | 8
Party Walls | 30 | 13
Party Walls | 30 | 14
Party Walls | 31 | 6
Party Walls | 31 | 8
Party Walls | 31 | 13
Party Walls | 31 | 14
Party Walls | 32 | 6
Party Walls | 32 | 8
Party Walls | 32 | 13
Party Walls | 32 | 14
Party Walls | 33 | 6
Party Walls | 33 | 8
Party Walls | 33 | 13
Party Walls | 33 | 14
Party Walls | 34 | 6
Party Walls | 34 | 8
Party Walls | 34 | 13
Party Walls | 34 | 14
Party Walls | 35 | 5
Party Walls | 37 | 6
Party Walls | 37 | 8
Party Walls | 37 | 13
Party Walls | 37 | 14
Party Walls | 38 | 6
Party Walls | 38 | 8
Party Walls | 38 | 13
Party Walls | 38 | 14
Party Walls | 39 | 6
Party Walls | 39 | 8
Party Walls | 39 | 13
Party Walls | 39 | 14
Party Walls | 41 | 6
Party Walls | 41 | 8
Party Walls | 41 | 13
Party Walls | 41 | 14
Party Walls | 42 | 6
Party Walls | 42 | 8
Party Walls | 42 | 13
Party Walls | 42 | 14
Party Walls | 43 | 6
Party Walls | 43 | 8
Party Walls | 43 | 13
Party Walls | 43 | 14
Party Walls | 44 | 6
Party Walls | 44 | 8
Party Walls | 44 | 13
Party Walls | 44 | 14
Party Walls | 47 | 6
Party Walls | 47 | 8
Party Walls | 47 | 13
Party Walls | 47 | 14
Party Walls | 48 | 6
Party Walls | 48 | 8
Party Walls | 48 | 13
Party Walls | 48 | 14
Party Walls | 49 | 6
Party Walls | 49 | 8
Party Walls | 49 | 13
Party Walls | 49 | 14
Party Walls | 50 | 6
Party Walls | 50 | 8
Party Walls | 50 | 13
Party Walls | 50 | 14
Party Walls | 51 | 6
Party Walls | 51 | 8
Party Walls | 51 | 13
Party Walls | 51 | 14
Party Walls | 52 | 6
Party Walls | 52 | 8
Party Walls | 52 | 13
Party Walls | 52 | 14
Party Walls | 53 | 6
Party Walls | 53 | 8
Party Walls | 53 | 13
Party Walls | 53 | 14
Party Walls | 54 | 5
Party Walls | 56 | 6
Party Walls | 56 | 8
Party Walls | 56 | 13
Party Walls | 56 | 14
Party Walls | 57 | 6
Party Walls | 57 | 8
Party Walls | 57 | 13
Party Walls | 57 | 14
Party Walls | 58 | 6
Party Walls | 58 | 8
Party Walls | 58 | 13
Party Walls | 58 | 14
Party Walls | 59 | 6
Party Walls | 59 | 8
Party Walls | 59 | 13
Party Walls | 59 | 14
Party Walls | 60 | 6
Party Walls | 60 | 8
Party Walls | 60 | 13
Party Walls | 60 | 14
Party Walls | 61 | 6
Party Walls | 61 | 8
Party Walls | 61 | 13
Party Walls | 61 | 14
Party Walls | 62 | 6
Party Walls | 62 | 8
Party Walls | 62 | 13
Party Walls | 62 | 14
Party Walls | 64 | 6
Party Walls | 64 | 8
Party Walls | 64 | 13
Party Walls | 64 | 14
Party Walls | 65 | 6
Party Walls | 65 | 8
Party Walls | 65 | 13
Party Walls | 65 | 14
Party Walls | 66 | 6
Party Walls | 66 | 8
Party Walls | 66 | 13
Party Walls | 66 | 14
Party Walls | 67 | 6
Party Walls | 67 | 8
Party Walls | 67 | 13
Party Walls | 67 | 14
Party Walls | 68 | 6
Party Walls | 68 | 8
Party Walls | 68 | 13
Party Walls | 68 | 14
Party Walls | 69 | 6
Party Walls | 69 | 8
Party Walls | 69 | 13
Party Walls | 69 | 14
Party Walls | 70 | 6
Party Walls | 70 | 8
Party Walls | 70 | 13
Party Walls | 70 | 14
Party Walls | 73 | 6
Party Walls | 73 | 8
Party Walls | 73 | 13
Party Walls | 73 | 14
Party Walls | 74 | 6
Party Walls | 74 | 8
Party Walls | 74 | 13
Party Walls | 74 | 14
Party Walls | 75 | 6
Party Walls | 75 | 8
Party Walls | 75 | 13
Party Walls | 75 | 14
Party Walls | 76 | 6
Party Walls | 76 | 8
Party Walls | 76 | 13
Party Walls | 76 | 14
Party Walls | 77 | 6
Party Walls | 77 | 8
Party Walls | 77 | 13
Party Walls | 77 | 14
Party Walls | 78 | 6
Party Walls | 78 | 8
Party Walls | 78 | 13
Party Walls | 78 | 14
Party Walls | 79 | 6
Party Walls | 79 | 8
Party Walls | 79 | 13
Party Walls | 79 | 14
Party Walls | 81 | 6
Party Walls | 81 | 8
Party Walls | 81 | 13
Party Walls | 81 | 14
Party Walls | 82 | 6
Party Walls | 82 | 8
Party Walls | 82 | 13
Party Walls | 82 | 14
Party Walls | 83 | 6
Party Walls | 83 | 8
Party Walls | 83 | 13
Party Walls | 83 | 14
Party Walls | 84 | 6
Party Walls | 84 | 8
Party Walls | 84 | 13
Party Walls | 84 | 14
Party Walls | 85 | 6
Party Walls | 85 | 8
Party Walls | 85 | 13
Party Walls | 85 | 14
Party Walls | 87 | 6
Party Walls | 87 | 8
Party Walls | 87 | 13
Party Walls | 87 | 14
Party Walls | 88 | 6
Party Walls | 88 | 8
Party Walls | 88 | 13
Party Walls | 88 | 14
Party Walls | 89 | 6
Party Walls | 89 | 8
Party Walls | 89 | 13
Party Walls | 89 | 14
Party Walls | 90 | 6
Party Walls | 90 | 8
Party Walls | 90 | 13
Party Walls | 90 | 14
Party Walls | 91 | 6
Party Walls | 91 | 8
Party Walls | 91 | 13
Party Walls | 91 | 14
Party Walls | 92 | 6
Party Walls | 92 | 8
Party Walls | 92 | 13
Party Walls | 92 | 14
Party Walls | 93 | 6
Party Walls | 93 | 8
Party Walls | 93 | 13
Party Walls | 93 | 14
Party Walls | 94 | 6
Party Walls | 94 | 8
Party Walls | 94 | 13
Party Walls | 94 | 14
Party Walls | 96 | 6
Party Walls | 96 | 8
Party Walls | 96 | 13
Party Walls | 96 | 14
Party Walls | 97 | 6
Party Walls | 97 | 8
Party Walls | 97 | 13
Party Walls | 97 | 14
Party Walls | 98 | 6
Party Walls | 98 | 8
Party Walls | 98 | 13
Party Walls | 98 | 14
Party Walls | 99 | 6
Party Walls | 99 | 8
Party Walls | 99 | 13
Party Walls | 99 | 14
Party Walls | 100 | 6
Party Walls | 100 | 8
Party Walls | 100 | 13
Party Walls | 100 | 14
Party Walls | 101 | 6
Party Walls | 101 | 8
Party Walls | 101 | 13
Party Walls | 101 | 14
Party Walls | 102 | 6
Party Walls | 102 | 8
Party Walls | 102 | 13
Party Walls | 102 | 14
Party Walls | 103 | 6
Party Walls | 103 | 8
Party Walls | 103 | 13
Party Walls | 103 | 14
Party Walls | 105 | 6
Party Walls | 105 | 8
Party Walls | 105 | 13
Party Walls | 105 | 14
Party Walls | 106 | 6
Party Walls | 106 | 8
Party Walls | 106 | 13
Party Walls | 106 | 14
Party Walls | 107 | 6
Party Walls | 107 | 8
Party Walls | 107 | 13
Party Walls | 107 | 14
Party Walls | 108 | 6
Party Walls | 108 | 8
Party Walls | 108 | 13
Party Walls | 108 | 14
Party Walls | 109 | 6
Party Walls | 109 | 8
Party Walls | 109 | 13
Party Walls | 109 | 14
Party Walls | 110 | 6
Party Walls | 110 | 8
Party Walls | 110 | 13
Party Walls | 110 | 14
Party Walls | 111 | 6
Party Walls | 111 | 8
Party Walls | 111 | 13
Party Walls | 111 | 14
Party Walls | 112 | 6
Party Walls | 112 | 8
Party Walls | 112 | 13
Party Walls | 112 | 14
Party Walls | 113 | 5
Party Walls | 114 | 5
Party Walls | 115 | 6
Party Walls | 115 | 8
Party Walls | 115 | 13
Party Walls | 115 | 14
Party Walls | 116 | 6
Party Walls | 116 | 8
Party Walls | 116 | 13
Party Walls | 116 | 14
Party Walls | 117 | 6
Party Walls | 117 | 8
Party Walls | 117 | 13
Party Walls | 117 | 14
Party Walls | 118 | 6
Party Walls | 118 | 8
Party Walls | 118 | 13
Party Walls | 118 | 14
Party Walls | 119 | 5
Party Walls | 120 | 6
Party Walls | 120 | 8
Party Walls | 120 | 13
Party Walls | 120 | 14
Party Walls | 121 | 6
Party Walls | 121 | 8
Party Walls | 121 | 13
Party Walls | 121 | 14
Party Walls | 122 | 6
Party Walls | 122 | 8
Party Walls | 122 | 13
Party Walls | 122 | 14
Party Walls | 123 | 6
Party Walls | 123 | 8
Party Walls | 123 | 13
Party Walls | 123 | 14
Party Walls | 124 | 6
Party Walls | 124 | 8
Party Walls | 124 | 13
Party Walls | 124 | 14
Party Walls | 125 | 5
Party Walls | 126 | 6
Party Walls | 126 | 8
Party Walls | 126 | 13
Party Walls | 126 | 14
Party Walls | 127 | 6
Party Walls | 127 | 8
Party Walls | 127 | 13
Party Walls | 127 | 14
Party Walls | 128 | 5
Party Walls | 129 | 6
Party Walls | 129 | 8
Party Walls | 129 | 13
Party Walls | 129 | 14
Party Walls | 130 | 5
Party Walls | 131 | 6
Party Walls | 131 | 8
Party Walls | 131 | 13
Party Walls | 131 | 14
Party Walls | 132 | 6
Party Walls | 132 | 8
Party Walls | 132 | 13
Party Walls | 132 | 14
Party Walls | 133 | 6
Party Walls | 133 | 8
Party Walls | 133 | 13
Party Walls | 133 | 14
Party Walls | 134 | 6
Party Walls | 134 | 8
Party Walls | 134 | 13
Party Walls | 134 | 14
Party Walls | 135 | 5
Party Walls | 136 | 6
Party Walls | 136 | 8
Party Walls | 136 | 13
Party Walls | 136 | 14
Party Walls | 137 | 6
Party Walls | 137 | 8
Party Walls | 137 | 13
Party Walls | 137 | 14
Party Walls | 138 | 6
Party Walls | 138 | 8
Party Walls | 138 | 13
Party Walls | 138 | 14
Party Walls | 139 | 5
Party Walls | 140 | 6
Party Walls | 140 | 8
Party Walls | 140 | 13
Party Walls | 140 | 14
Party Walls | 141 | 6
Party Walls | 141 | 8
Party Walls | 141 | 13
Party Walls | 141 | 14
Party Walls | 142 | 6
Party Walls | 142 | 8
Party Walls | 142 | 13
Party Walls | 142 | 14
Party Walls | 143 | 6
Party Walls | 143 | 8
Party Walls | 143 | 13
Party Walls | 143 | 14
Party Walls | 144 | 5
Party Walls | 145 | 6
Party Walls | 145 | 8
Party Walls | 145 | 13
Party Walls | 145 | 14
Party Walls | 146 | 6
Party Walls | 146 | 8
Party Walls | 146 | 13
Party Walls | 146 | 14
Party Walls | 147 | 5
Party Walls | 148 | 6
Party Walls | 148 | 8
Party Walls | 148 | 13
Party Walls | 148 | 14
Party Walls | 149 | 5
Party Walls | 150 | 6
Party Walls | 150 | 8
Party Walls | 150 | 13
Party Walls | 150 | 14
Party Walls | 151 | 6
Party Walls | 151 | 8
Party Walls | 151 | 13
Party Walls | 151 | 14
Party Walls | 152 | 6
Party Walls | 152 | 8
Party Walls | 152 | 13
Party Walls | 152 | 14
Party Walls | 153 | 6
Party Walls | 153 | 8
Party Walls | 153 | 13
Party Walls | 153 | 14
Party Walls | 154 | 6
Party Walls | 154 | 8
Party Walls | 154 | 13
Party Walls | 154 | 14
Party Walls | 155 | 6
Party Walls | 155 | 8
Party Walls | 155 | 13
Party Walls | 155 | 14
Party Walls | 156 | 6
Party Walls | 156 | 8
Party Walls | 156 | 13
Party Walls | 156 | 14
Party Walls | 157 | 6
Party Walls | 157 | 8
Party Walls | 157 | 13
Party Walls | 157 | 14
Party Walls | 158 | 5
Party Walls | 159 | 5
Party Walls | 160 | 6
Party Walls | 160 | 8
Party Walls | 160 | 13
Party Walls | 160 | 14
Party Walls | 161 | 6
Party Walls | 161 | 8
Party Walls | 161 | 13
Party Walls | 161 | 14
Party Walls | 162 | 6
Party Walls | 162 | 8
Party Walls | 162 | 13
Party Walls | 162 | 14
Party Walls | 163 | 6
Party Walls | 163 | 8
Party Walls | 163 | 13
Party Walls | 163 | 14
Party Walls | 164 | 6
Party Walls | 164 | 8
Party Walls | 164 | 13
Party Walls | 164 | 14
Party Walls | 165 | 6
Party Walls | 165 | 8
Party Walls | 165 | 13
Party Walls | 165 | 14
Party Walls | 166 | 6
Party Walls | 166 | 8
Party Walls | 166 | 13
Party Walls | 166 | 14
Party Walls | 167 | 6
Party Walls | 167 | 8
Party Walls | 167 | 13
Party Walls | 167 | 14
Party Walls | 168 | 6
Party Walls | 168 | 8
Party Walls | 168 | 13
Party Walls | 168 | 14
Party Walls | 169 | 5
Party Walls | 170 | 6
Party Walls | 170 | 8
Party Walls | 170 | 13
Party Walls | 170 | 14
Party Walls | 171 | 6
Party Walls | 171 | 8
Party Walls | 171 | 13
Party Walls | 171 | 14
Party Walls | 172 | 6
Party Walls | 172 | 8
Party Walls | 172 | 13
Party Walls | 172 | 14
Party Walls | 173 | 6
Party Walls | 173 | 8
Party Walls | 173 | 13
Party Walls | 173 | 14
Party Walls | 174 | 6
Party Walls | 174 | 8
Party Walls | 174 | 13
Party Walls | 174 | 14
Party Walls | 175 | 6
Party Walls | 175 | 8
Party Walls | 175 | 13
Party Walls | 175 | 14
Party Walls | 176 | 6
Party Walls | 176 | 8
Party Walls | 176 | 13
Party Walls | 176 | 14
Party Walls | 177 | 6
Party Walls | 177 | 8
Party Walls | 177 | 13
Party Walls | 177 | 14
Party Walls | 178 | 6
Party Walls | 178 | 8
Party Walls | 178 | 13
Party Walls | 178 | 14
Party Walls | 179 | 6
Party Walls | 179 | 8
Party Walls | 179 | 13
Party Walls | 179 | 14
Party Walls | 180 | 5
Party Walls | 181 | 6
Party Walls | 181 | 8
Party Walls | 181 | 13
Party Walls | 181 | 14
Party Walls | 182 | 6
Party Walls | 182 | 8
Party Walls | 182 | 13
Party Walls | 182 | 14
Party Walls | 183 | 6
Party Walls | 183 | 8
Party Walls | 183 | 13
Party Walls | 183 | 14
Party Walls | 184 | 6
Party Walls | 184 | 8
Party Walls | 184 | 13
Party Walls | 184 | 14
Party Walls | 185 | 5
Party Walls | 186 | 6
Party Walls | 186 | 8
Party Walls | 186 | 13
Party Walls | 186 | 14
Party Walls | 187 | 6
Party Walls | 187 | 8
Party Walls | 187 | 13
Party Walls | 187 | 14
Party Walls | 188 | 6
Party Walls | 188 | 8
Party Walls | 188 | 13
Party Walls | 188 | 14
Party Walls | 189 | 6
Party Walls | 189 | 8
Party Walls | 189 | 13
Party Walls | 189 | 14
Party Walls | 190 | 5
Party Walls | 191 | 6
Party Walls | 191 | 8
Party Walls | 191 | 13
Party Walls | 191 | 14
Party Walls | 192 | 5
Party Walls | 193 | 6
Party Walls | 193 | 8
Party Walls | 193 | 13
Party Walls | 193 | 14
Party Walls | 196 | 6
Party Walls | 196 | 8
Party Walls | 196 | 13
Party Walls | 196 | 14
Party Walls | 197 | 6
Party Walls | 197 | 8
Party Walls | 197 | 13
Party Walls | 197 | 14
Party Walls | 198 | 6
Party Walls | 198 | 8
Party Walls | 198 | 13
Party Walls | 198 | 14
Party Walls | 200 | 6
Party Walls | 200 | 8
Party Walls | 200 | 13
Party Walls | 200 | 14
Party Walls | 201 | 6
Party Walls | 201 | 8
Party Walls | 201 | 13
Party Walls | 201 | 14
Party Walls | 202 | 6
Party Walls | 202 | 8
Party Walls | 202 | 13
Party Walls | 202 | 14
Party Walls | 203 | 6
Party Walls | 203 | 8
Party Walls | 203 | 13
Party Walls | 203 | 14
Party Walls | 205 | 6
Party Walls | 205 | 8
Party Walls | 205 | 13
Party Walls | 205 | 14
Party Walls | 206 | 6
Party Walls | 206 | 8
Party Walls | 206 | 13
Party Walls | 206 | 14
Party Walls | 207 | 6
Party Walls | 207 | 8
Party Walls | 207 | 13
Party Walls | 207 | 14
Party Walls | 208 | 6
Party Walls | 208 | 8
Party Walls | 208 | 13
Party Walls | 208 | 14
Party Walls | 209 | 6
Party Walls | 209 | 8
Party Walls | 209 | 13
Party Walls | 209 | 14
Party Walls | 210 | 6
Party Walls | 210 | 8
Party Walls | 210 | 13
Party Walls | 210 | 14
Party Walls | 211 | 6
Party Walls | 211 | 8
Party Walls | 211 | 13
Party Walls | 211 | 14
Party Walls | 212 | 6
Party Walls | 212 | 8
Party Walls | 212 | 13
Party Walls | 212 | 14
Party Walls | 213 | 6
Party Walls | 213 | 8
Party Walls | 213 | 13
Party Walls | 213 | 14
Party Walls | 214 | 6
Party Walls | 214 | 8
Party Walls | 214 | 13
Party Walls | 214 | 14
Party Walls | 215 | 6
Party Walls | 215 | 8
Party Walls | 215 | 13
Party Walls | 215 | 14
Party Walls | 216 | 6
Party Walls | 216 | 8
Party Walls | 216 | 13
Party Walls | 216 | 14
Party Walls | 217 | 6
Party Walls | 217 | 8
Party Walls | 217 | 13
Party Walls | 217 | 14
Party Walls | 220 | 6
Party Walls | 220 | 8
Party Walls | 220 | 13
Party Walls | 220 | 14
Party Walls | 221 | 6
Party Walls | 221 | 8
Party Walls | 221 | 13
Party Walls | 221 | 14
Party Walls | 222 | 6
Party Walls | 222 | 8
Party Walls | 222 | 13
Party Walls | 222 | 14
Party Walls | 223 | 6
Party Walls | 223 | 8
Party Walls | 223 | 13
Party Walls | 223 | 14
Party Walls | 224 | 6
Party Walls | 224 | 8
Party Walls | 224 | 13
Party Walls | 224 | 14
Party Walls | 225 | 6
Party Walls | 225 | 8
Party Walls | 225 | 13
Party Walls | 225 | 14
Party Walls | 226 | 6
Party Walls | 226 | 8
Party Walls | 226 | 13
Party Walls | 226 | 14
Party Walls | 227 | 6
Party Walls | 227 | 8
Party Walls | 227 | 13
Party Walls | 227 | 14
Party Walls | 229 | 6
Party Walls | 229 | 8
Party Walls | 229 | 13
Party Walls | 229 | 14
Party Walls | 230 | 6
Party Walls | 230 | 8
Party Walls | 230 | 13
Party Walls | 230 | 14
Party Walls | 231 | 6
Party Walls | 231 | 8
Party Walls | 231 | 13
Party Walls | 231 | 14
Party Walls | 232 | 6
Party Walls | 232 | 8
Party Walls | 232 | 13
Party Walls | 232 | 14
Party Walls | 234 | 6
Party Walls | 234 | 8
Party Walls | 234 | 13
Party Walls | 234 | 14
Party Walls | 235 | 6
Party Walls | 235 | 8
Party Walls | 235 | 13
Party Walls | 235 | 14
Party Walls | 236 | 6
Party Walls | 236 | 8
Party Walls | 236 | 13
Party Walls | 236 | 14
Party Walls | 237 | 6
Party Walls | 237 | 8
Party Walls | 237 | 13
Party Walls | 237 | 14
Party Walls | 238 | 6
Party Walls | 238 | 8
Party Walls | 238 | 13
Party Walls | 238 | 14
Party Walls | 239 | 6
Party Walls | 239 | 8
Party Walls | 239 | 13
Party Walls | 239 | 14
Party Walls | 240 | 6
Party Walls | 240 | 8
Party Walls | 240 | 13
Party Walls | 240 | 14
Party Walls | 241 | 6
Party Walls | 241 | 8
Party Walls | 241 | 13
Party Walls | 241 | 14
Party Walls | 242 | 6
Party Walls | 242 | 8
Party Walls | 242 | 13
Party Walls | 242 | 14
Party Walls | 244 | 6
Party Walls | 244 | 8
Party Walls | 244 | 13
Party Walls | 244 | 14
Party Walls | 245 | 6
Party Walls | 245 | 8
Party Walls | 245 | 13
Party Walls | 245 | 14
Party Walls | 246 | 6
Party Walls | 246 | 8
Party Walls | 246 | 13
Party Walls | 246 | 14
Party Walls | 247 | 6
Party Walls | 247 | 8
Party Walls | 247 | 13
Party Walls | 247 | 14
Party Walls | 248 | 6
Party Walls | 248 | 8
Party Walls | 248 | 13
Party Walls | 248 | 14
Party Walls | 249 | 6
Party Walls | 249 | 8
Party Walls | 249 | 13
Party Walls | 249 | 14
Party Walls | 251 | 6
Party Walls | 251 | 8
Party Walls | 251 | 13
Party Walls | 251 | 14
Party Walls | 252 | 6
Party Walls | 252 | 8
Party Walls | 252 | 13
Party Walls | 252 | 14
Party Walls | 254 | 6
Party Walls | 254 | 8
Party Walls | 254 | 13
Party Walls | 254 | 14
Party Walls | 256 | 6
Party Walls | 256 | 8
Party Walls | 256 | 13
Party Walls | 256 | 14
Party Walls | 257 | 6
Party Walls | 257 | 8
Party Walls | 257 | 13
Party Walls | 257 | 14
Party Walls | 258 | 6
Party Walls | 258 | 8
Party Walls | 258 | 13
Party Walls | 258 | 14
Party Walls | 259 | 6
Party Walls | 259 | 8
Party Walls | 259 | 13
Party Walls | 259 | 14
Party Walls | 260 | 6
Party Walls | 260 | 8
Party Walls | 260 | 13
Party Walls | 260 | 14
Party Walls | 261 | 6
Party Walls | 261 | 8
Party Walls | 261 | 13
Party Walls | 261 | 14
Party Walls | 262 | 6
Party Walls | 262 | 8
Party Walls | 262 | 13
Party Walls | 262 | 14
Party Walls | 264 | 6
Party Walls | 264 | 8
Party Walls | 264 | 13
Party Walls | 264 | 14
Party Walls | 265 | 6
Party Walls | 265 | 8
Party Walls | 265 | 13
Party Walls | 265 | 14
Party Walls | 266 | 6
Party Walls | 266 | 8
Party Walls | 266 | 13
Party Walls | 266 | 14
Party Walls | 267 | 6
Party Walls | 267 | 8
Party Walls | 267 | 13
Party Walls | 267 | 14
Party Walls | 268 | 6
Party Walls | 268 | 8
Party Walls | 268 | 13
Party Walls | 268 | 14
Party Walls | 269 | 6
Party Walls | 269 | 8
Party Walls | 269 | 13
Party Walls | 269 | 14
Party Walls | 270 | 6
Party Walls | 270 | 8
Party Walls | 270 | 13
Party Walls | 270 | 14
Party Walls | 272 | 6
Party Walls | 272 | 8
Party Walls | 272 | 13
Party Walls | 272 | 14
Party Walls | 273 | 6
Party Walls | 273 | 8
Party Walls | 273 | 13
Party Walls | 273 | 14
Party Walls | 274 | 6
Party Walls | 274 | 8
Party Walls | 274 | 13
Party Walls | 274 | 14
Party Walls | 275 | 6
Party Walls | 275 | 8
Party Walls | 275 | 13
Party Walls | 275 | 14
Party Walls | 276 | 6
Party Walls | 276 | 8
Party Walls | 276 | 13
Party Walls | 276 | 14
Party Walls | 277 | 6
Party Walls | 277 | 8
Party Walls | 277 | 13
Party Walls | 277 | 14
Party Walls | 278 | 6
Party Walls | 278 | 8
Party Walls | 278 | 13
Party Walls | 278 | 14
Party Walls | 280 | 6
Party Walls | 280 | 8
Party Walls | 280 | 13
Party Walls | 280 | 14
Party Walls | 281 | 6
Party Walls | 281 | 8
Party Walls | 281 | 13
Party Walls | 281 | 14
Party Walls | 282 | 6
Party Walls | 282 | 8
Party Walls | 282 | 13
Party Walls | 282 | 14
Party Walls | 283 | 6
Party Walls | 283 | 8
Party Walls | 283 | 13
Party Walls | 283 | 14
Party Walls | 285 | 6
Party Walls | 285 | 8
Party Walls | 285 | 13
Party Walls | 285 | 14
Party Walls | 286 | 6
Party Walls | 286 | 8
Party Walls | 286 | 13
Party Walls | 286 | 14
Party Walls | 287 | 6
Party Walls | 287 | 8
Party Walls | 287 | 13
Party Walls | 287 | 14
Party Walls | 288 | 6
Party Walls | 288 | 8
Party Walls | 288 | 13
Party Walls | 288 | 14
Party Walls | 289 | 6
Party Walls | 289 | 8
Party Walls | 289 | 13
Party Walls | 289 | 14
Party Walls | 290 | 6
Party Walls | 290 | 8
Party Walls | 290 | 13
Party Walls | 290 | 14
Party Walls | 291 | 6
Party Walls | 291 | 8
Party Walls | 291 | 13
Party Walls | 291 | 14
Party Walls | 293 | 6
Party Walls | 293 | 8
Party Walls | 293 | 13
Party Walls | 293 | 14
Party Walls | 294 | 6
Party Walls | 294 | 8
Party Walls | 294 | 13
Party Walls | 294 | 14
Party Walls | 295 | 6
Party Walls | 295 | 8
Party Walls | 295 | 13
Party Walls | 295 | 14
Party Walls | 296 | 6
Party Walls | 296 | 8
Party Walls | 296 | 13
Party Walls | 296 | 14
Party Walls | 297 | 6
Party Walls | 297 | 8
Party Walls | 297 | 13
Party Walls | 297 | 14
Party Walls | 298 | 6
Party Walls | 298 | 8
Party Walls | 298 | 13
Party Walls | 298 | 14
Party Walls | 299 | 6
Party Walls | 299 | 8
Party Walls | 299 | 13
Party Walls | 299 | 14
Party Walls | 301 | 6
Party Walls | 301 | 8
Party Walls | 301 | 13
Party Walls | 301 | 14
Party Walls | 302 | 6
Party Walls | 302 | 8
Party Walls | 302 | 13
Party Walls | 302 | 14
Party Walls | 303 | 6
Party Walls | 303 | 8
Party Walls | 303 | 13
Party Walls | 303 | 14
Party Walls | 304 | 6
Party Walls | 304 | 8
Party Walls | 304 | 13
Party Walls | 304 | 14
Party Walls | 305 | 6
Party Walls | 305 | 8
Party Walls | 305 | 13
Party Walls | 305 | 14
Party Walls | 306 | 6
Party Walls | 306 | 8
Party Walls | 306 | 13
Party Walls | 306 | 14
Party Walls | 307 | 6
Party Walls | 307 | 8
Party Walls | 307 | 13
Party Walls | 307 | 14
Cladding | 7 | 6
Cladding | 7 | 8
Cladding | 7 | 13
Cladding | 7 | 14
Cladding | 8 | 6
Cladding | 8 | 8
Cladding | 8 | 13
Cladding | 8 | 14
Cladding | 9 | 6
Cladding | 9 | 8
Cladding | 9 | 13
Cladding | 9 | 14
Cladding | 10 | 6
Cladding | 10 | 8
Cladding | 10 | 13
Cladding | 10 | 14
Cladding | 11 | 6
Cladding | 11 | 8
Cladding | 11 | 13
Cladding | 11 | 14
Cladding | 12 | 6
Cladding | 12 | 8
Cladding | 12 | 13
Cladding | 12 | 14
Cladding | 13 | 6
Cladding | 13 | 8
Cladding | 13 | 13
Cladding | 13 | 14
Cladding | 15 | 6
Cladding | 15 | 8
Cladding | 15 | 13
Cladding | 15 | 14
Cladding | 16 | 6
Cladding | 16 | 8
Cladding | 16 | 13
Cladding | 16 | 14
Cladding | 17 | 6
Cladding | 17 | 8
Cladding | 17 | 13
Cladding | 17 | 14
Cladding | 18 | 6
Cladding | 18 | 8
Cladding | 18 | 13
Cladding | 18 | 14
Cladding | 19 | 6
Cladding | 19 | 8
Cladding | 19 | 13
Cladding | 19 | 14
Cladding | 20 | 6
Cladding | 20 | 8
Cladding | 20 | 13
Cladding | 20 | 14
Cladding | 21 | 6
Cladding | 21 | 8
Cladding | 21 | 13
Cladding | 21 | 14
Cladding | 23 | 6
Cladding | 23 | 8
Cladding | 23 | 13
Cladding | 23 | 14
Cladding | 24 | 6
Cladding | 24 | 8
Cladding | 24 | 13
Cladding | 24 | 14
Cladding | 25 | 6
Cladding | 25 | 8
Cladding | 25 | 13
Cladding | 25 | 14
Cladding | 26 | 6
Cladding | 26 | 8
Cladding | 26 | 13
Cladding | 26 | 14
Cladding | 27 | 6
Cladding | 27 | 8
Cladding | 27 | 13
Cladding | 27 | 14
Cladding | 28 | 6
Cladding | 28 | 8
Cladding | 28 | 13
Cladding | 28 | 14
Cladding | 29 | 6
Cladding | 29 | 8
Cladding | 29 | 13
Cladding | 29 | 14
Cladding | 31 | 6
Cladding | 31 | 8
Cladding | 31 | 13
Cladding | 31 | 14
Cladding | 33 | 6
Cladding | 33 | 8
Cladding | 33 | 13
Cladding | 33 | 14
Cladding | 35 | 6
Cladding | 35 | 8
Cladding | 35 | 13
Cladding | 35 | 14
Cladding | 36 | 6
Cladding | 36 | 8
Cladding | 36 | 13
Cladding | 36 | 14
Cladding | 37 | 6
Cladding | 37 | 8
Cladding | 37 | 13
Cladding | 37 | 14
Cladding | 38 | 6
Cladding | 38 | 8
Cladding | 38 | 13
Cladding | 38 | 14
Cladding | 39 | 6
Cladding | 39 | 8
Cladding | 39 | 13
Cladding | 39 | 14
Cladding | 40 | 6
Cladding | 40 | 8
Cladding | 40 | 13
Cladding | 40 | 14
Cladding | 41 | 6
Cladding | 41 | 8
Cladding | 41 | 13
Cladding | 41 | 14
Cladding | 43 | 6
Cladding | 43 | 8
Cladding | 43 | 13
Cladding | 43 | 14
Cladding | 44 | 6
Cladding | 44 | 8
Cladding | 44 | 13
Cladding | 44 | 14
Cladding | 45 | 6
Cladding | 45 | 8
Cladding | 45 | 13
Cladding | 45 | 14
Cladding | 47 | 6
Cladding | 47 | 8
Cladding | 47 | 13
Cladding | 47 | 14
Cladding | 48 | 6
Cladding | 48 | 8
Cladding | 48 | 13
Cladding | 48 | 14
Cladding | 49 | 6
Cladding | 49 | 8
Cladding | 49 | 13
Cladding | 49 | 14
Cladding | 50 | 6
Cladding | 50 | 8
Cladding | 50 | 13
Cladding | 50 | 14
Cladding | 52 | 6
Cladding | 52 | 8
Cladding | 52 | 13
Cladding | 52 | 14
Cladding | 53 | 6
Cladding | 53 | 8
Cladding | 53 | 13
Cladding | 53 | 14
Cladding | 54 | 6
Cladding | 54 | 8
Cladding | 54 | 13
Cladding | 54 | 14
Cladding | 55 | 6
Cladding | 55 | 8
Cladding | 55 | 13
Cladding | 55 | 14
Cladding | 56 | 6
Cladding | 56 | 8
Cladding | 56 | 13
Cladding | 56 | 14
Cladding | 57 | 5
Cladding | 59 | 6
Cladding | 59 | 8
Cladding | 59 | 13
Cladding | 59 | 14
Cladding | 60 | 6
Cladding | 60 | 8
Cladding | 60 | 13
Cladding | 60 | 14
Cladding | 61 | 6
Cladding | 61 | 8
Cladding | 61 | 13
Cladding | 61 | 14
Cladding | 62 | 6
Cladding | 62 | 8
Cladding | 62 | 13
Cladding | 62 | 14
Cladding | 63 | 6
Cladding | 63 | 8
Cladding | 63 | 13
Cladding | 63 | 14
Cladding | 64 | 6
Cladding | 64 | 8
Cladding | 64 | 13
Cladding | 64 | 14
Cladding | 66 | 6
Cladding | 66 | 8
Cladding | 66 | 13
Cladding | 66 | 14
Cladding | 67 | 6
Cladding | 67 | 8
Cladding | 67 | 13
Cladding | 67 | 14
Cladding | 68 | 6
Cladding | 68 | 8
Cladding | 68 | 13
Cladding | 68 | 14
Cladding | 69 | 6
Cladding | 69 | 8
Cladding | 69 | 13
Cladding | 69 | 14
Cladding | 70 | 6
Cladding | 70 | 8
Cladding | 70 | 13
Cladding | 70 | 14
Cladding | 71 | 6
Cladding | 71 | 8
Cladding | 71 | 13
Cladding | 71 | 14
Cladding | 74 | 6
Cladding | 74 | 8
Cladding | 74 | 13
Cladding | 74 | 14
Cladding | 75 | 6
Cladding | 75 | 8
Cladding | 75 | 13
Cladding | 75 | 14
Cladding | 76 | 6
Cladding | 76 | 8
Cladding | 76 | 13
Cladding | 76 | 14
Cladding | 78 | 6
Cladding | 78 | 8
Cladding | 78 | 13
Cladding | 78 | 14
Cladding | 79 | 6
Cladding | 79 | 8
Cladding | 79 | 13
Cladding | 79 | 14
Cladding | 80 | 6
Cladding | 80 | 8
Cladding | 80 | 13
Cladding | 80 | 14
Cladding | 81 | 6
Cladding | 81 | 8
Cladding | 81 | 13
Cladding | 81 | 14
Cladding | 83 | 6
Cladding | 83 | 8
Cladding | 83 | 13
Cladding | 83 | 14
Cladding | 84 | 6
Cladding | 84 | 8
Cladding | 84 | 13
Cladding | 84 | 14
Cladding | 85 | 6
Cladding | 85 | 8
Cladding | 85 | 13
Cladding | 85 | 14
Cladding | 86 | 6
Cladding | 86 | 8
Cladding | 86 | 13
Cladding | 86 | 14
Cladding | 87 | 6
Cladding | 87 | 8
Cladding | 87 | 13
Cladding | 87 | 14
Cladding | 88 | 6
Cladding | 88 | 8
Cladding | 88 | 13
Cladding | 88 | 14
Cladding | 89 | 6
Cladding | 89 | 8
Cladding | 89 | 13
Cladding | 89 | 14
Cladding | 90 | 6
Cladding | 90 | 8
Cladding | 90 | 13
Cladding | 90 | 14
Cladding | 91 | 6
Cladding | 91 | 8
Cladding | 91 | 13
Cladding | 91 | 14
Cladding | 92 | 6
Cladding | 92 | 8
Cladding | 92 | 13
Cladding | 92 | 14
Cladding | 93 | 6
Cladding | 93 | 8
Cladding | 93 | 13
Cladding | 93 | 14
Cladding | 94 | 6
Cladding | 94 | 8
Cladding | 94 | 13
Cladding | 94 | 14
Cladding | 95 | 6
Cladding | 95 | 8
Cladding | 95 | 13
Cladding | 95 | 14
Windows | 6 | 6
Windows | 6 | 8
Windows | 6 | 13
Windows | 6 | 14
Windows | 7 | 6
Windows | 7 | 8
Windows | 7 | 13
Windows | 7 | 14
Windows | 8 | 6
Windows | 8 | 8
Windows | 8 | 13
Windows | 8 | 14
Windows | 9 | 6
Windows | 9 | 8
Windows | 9 | 13
Windows | 9 | 14
Windows | 11 | 6
Windows | 11 | 8
Windows | 11 | 13
Windows | 11 | 14
Windows | 12 | 6
Windows | 12 | 8
Windows | 12 | 13
Windows | 12 | 14
Windows | 13 | 6
Windows | 13 | 8
Windows | 13 | 13
Windows | 13 | 14
Windows | 14 | 6
Windows | 14 | 8
Windows | 14 | 13
Windows | 14 | 14
Windows | 16 | 6
Windows | 16 | 8
Windows | 16 | 13
Windows | 16 | 14
Windows | 17 | 6
Windows | 17 | 8
Windows | 17 | 13
Windows | 17 | 14
Windows | 18 | 6
Windows | 18 | 8
Windows | 18 | 13
Windows | 18 | 14
Windows | 19 | 6
Windows | 19 | 8
Windows | 19 | 13
Windows | 19 | 14
Windows | 20 | 6
Windows | 20 | 8
Windows | 20 | 13
Windows | 20 | 14
Windows | 21 | 6
Windows | 21 | 8
Windows | 21 | 13
Windows | 21 | 14
Windows | 22 | 6
Windows | 22 | 8
Windows | 22 | 13
Windows | 22 | 14
Windows | 23 | 6
Windows | 23 | 8
Windows | 23 | 13
Windows | 23 | 14
Windows | 24 | 6
Windows | 24 | 8
Windows | 24 | 13
Windows | 24 | 14
Windows | 25 | 6
Windows | 25 | 8
Windows | 25 | 13
Windows | 25 | 14
Int. Walls | 5 | 5
Int. Walls | 7 | 6
Int. Walls | 7 | 8
Int. Walls | 7 | 13
Int. Walls | 7 | 14
Int. Walls | 8 | 6
Int. Walls | 8 | 8
Int. Walls | 8 | 13
Int. Walls | 8 | 14
Int. Walls | 9 | 6
Int. Walls | 9 | 8
Int. Walls | 9 | 13
Int. Walls | 9 | 14
Int. Walls | 10 | 6
Int. Walls | 10 | 8
Int. Walls | 10 | 13
Int. Walls | 10 | 14
Int. Walls | 11 | 6
Int. Walls | 11 | 8
Int. Walls | 11 | 13
Int. Walls | 11 | 14
Int. Walls | 12 | 6
Int. Walls | 12 | 8
Int. Walls | 12 | 13
Int. Walls | 12 | 14
Int. Walls | 14 | 6
Int. Walls | 14 | 8
Int. Walls | 14 | 13
Int. Walls | 14 | 14
Int. Walls | 15 | 6
Int. Walls | 15 | 8
Int. Walls | 15 | 13
Int. Walls | 15 | 14
Int. Walls | 16 | 6
Int. Walls | 16 | 8
Int. Walls | 16 | 13
Int. Walls | 16 | 14
Int. Walls | 17 | 6
Int. Walls | 17 | 8
Int. Walls | 17 | 13
Int. Walls | 17 | 14
Int. Walls | 18 | 6
Int. Walls | 18 | 8
Int. Walls | 18 | 13
Int. Walls | 18 | 14
Int. Walls | 19 | 6
Int. Walls | 19 | 8
Int. Walls | 19 | 13
Int. Walls | 19 | 14
Int. Walls | 21 | 6
Int. Walls | 21 | 8
Int. Walls | 21 | 13
Int. Walls | 21 | 14
Int. Walls | 22 | 6
Int. Walls | 22 | 8
Int. Walls | 22 | 13
Int. Walls | 22 | 14
Int. Walls | 23 | 6
Int. Walls | 23 | 8
Int. Walls | 23 | 13
Int. Walls | 23 | 14
Int. Walls | 24 | 6
Int. Walls | 24 | 8
Int. Walls | 24 | 13
Int. Walls | 24 | 14
Int. Walls | 25 | 6
Int. Walls | 25 | 8
Int. Walls | 25 | 13
Int. Walls | 25 | 14
Int. Walls | 26 | 6
Int. Walls | 26 | 8
Int. Walls | 26 | 13
Int. Walls | 26 | 14
Int. Walls | 27 | 5
Int. Walls | 29 | 6
Int. Walls | 29 | 8
Int. Walls | 29 | 13
Int. Walls | 29 | 14
Int. Walls | 30 | 6
Int. Walls | 30 | 8
Int. Walls | 30 | 13
Int. Walls | 30 | 14
Int. Walls | 31 | 6
Int. Walls | 31 | 8
Int. Walls | 31 | 13
Int. Walls | 31 | 14
Int. Walls | 34 | 6
Int. Walls | 34 | 8
Int. Walls | 34 | 13
Int. Walls | 34 | 14
Int. Walls | 35 | 6
Int. Walls | 35 | 8
Int. Walls | 35 | 13
Int. Walls | 35 | 14
Int. Walls | 36 | 6
Int. Walls | 36 | 8
Int. Walls | 36 | 13
Int. Walls | 36 | 14
Int. Walls | 38 | 6
Int. Walls | 38 | 8
Int. Walls | 38 | 13
Int. Walls | 38 | 14
Int. Walls | 39 | 6
Int. Walls | 39 | 8
Int. Walls | 39 | 13
Int. Walls | 39 | 14
Int. Walls | 40 | 6
Int. Walls | 40 | 8
Int. Walls | 40 | 13
Int. Walls | 40 | 14
Int. Walls | 41 | 6
Int. Walls | 41 | 8
Int. Walls | 41 | 13
Int. Walls | 41 | 14
Int. Walls | 43 | 6
Int. Walls | 43 | 8
Int. Walls | 43 | 13
Int. Walls | 43 | 14
Int. Walls | 44 | 6
Int. Walls | 44 | 8
Int. Walls | 44 | 13
Int. Walls | 44 | 14
Int. Walls | 45 | 6
Int. Walls | 45 | 8
Int. Walls | 45 | 13
Int. Walls | 45 | 14
Int. Walls | 46 | 6
Int. Walls | 46 | 8
Int. Walls | 46 | 13
Int. Walls | 46 | 14
Int. Walls | 47 | 6
Int. Walls | 47 | 8
Int. Walls | 47 | 13
Int. Walls | 47 | 14
Int. Walls | 48 | 6
Int. Walls | 48 | 8
Int. Walls | 48 | 13
Int. Walls | 48 | 14
Int. Walls | 49 | 6
Int. Walls | 49 | 8
Int. Walls | 49 | 13
Int. Walls | 49 | 14
Int. Walls | 50 | 6
Int. Walls | 50 | 8
Int. Walls | 50 | 13
Int. Walls | 50 | 14
Int. Walls | 51 | 6
Int. Walls | 51 | 8
Int. Walls | 51 | 13
Int. Walls | 51 | 14
Int. Walls | 52 | 6
Int. Walls | 52 | 8
Int. Walls | 52 | 13
Int. Walls | 52 | 14
Int. Walls | 53 | 6
Int. Walls | 53 | 8
Int. Walls | 53 | 13
Int. Walls | 53 | 14
Int. Walls | 54 | 6
Int. Walls | 54 | 8
Int. Walls | 54 | 13
Int. Walls | 54 | 14
Int. Walls | 55 | 6
Int. Walls | 55 | 8
Int. Walls | 55 | 13
Int. Walls | 55 | 14
Int. Walls | 56 | 5
Int. Walls | 57 | 5
Int. Walls | 58 | 6
Int. Walls | 58 | 8
Int. Walls | 58 | 13
Int. Walls | 58 | 14
Int. Walls | 59 | 6
Int. Walls | 59 | 8
Int. Walls | 59 | 13
Int. Walls | 59 | 14
Int. Walls | 60 | 6
Int. Walls | 60 | 8
Int. Walls | 60 | 13
Int. Walls | 60 | 14
Int. Walls | 61 | 6
Int. Walls | 61 | 8
Int. Walls | 61 | 13
Int. Walls | 61 | 14
Int. Walls | 62 | 5
Int. Walls | 63 | 6
Int. Walls | 63 | 8
Int. Walls | 63 | 13
Int. Walls | 63 | 14
Int. Walls | 64 | 6
Int. Walls | 64 | 8
Int. Walls | 64 | 13
Int. Walls | 64 | 14
Int. Walls | 65 | 6
Int. Walls | 65 | 8
Int. Walls | 65 | 13
Int. Walls | 65 | 14
Int. Walls | 66 | 5
Int. Walls | 67 | 6
Int. Walls | 67 | 8
Int. Walls | 67 | 13
Int. Walls | 67 | 14
Int. Walls | 68 | 6
Int. Walls | 68 | 8
Int. Walls | 68 | 13
Int. Walls | 68 | 14
Int. Walls | 69 | 5
Int. Walls | 70 | 6
Int. Walls | 70 | 8
Int. Walls | 70 | 13
Int. Walls | 70 | 14
Int. Walls | 71 | 6
Int. Walls | 71 | 8
Int. Walls | 71 | 13
Int. Walls | 71 | 14
Int. Walls | 72 | 6
Int. Walls | 72 | 8
Int. Walls | 72 | 13
Int. Walls | 72 | 14
Int. Walls | 73 | 6
Int. Walls | 73 | 8
Int. Walls | 73 | 13
Int. Walls | 73 | 14
Int. Walls | 74 | 5
Int. Walls | 75 | 6
Int. Walls | 75 | 8
Int. Walls | 75 | 13
Int. Walls | 75 | 14
Int. Walls | 76 | 6
Int. Walls | 76 | 8
Int. Walls | 76 | 13
Int. Walls | 76 | 14
Int. Walls | 77 | 6
Int. Walls | 77 | 8
Int. Walls | 77 | 13
Int. Walls | 77 | 14
Int. Walls | 78 | 5
Int. Walls | 79 | 6
Int. Walls | 79 | 8
Int. Walls | 79 | 13
Int. Walls | 79 | 14
Int. Walls | 80 | 6
Int. Walls | 80 | 8
Int. Walls | 80 | 13
Int. Walls | 80 | 14
Int. Walls | 81 | 6
Int. Walls | 81 | 8
Int. Walls | 81 | 13
Int. Walls | 81 | 14
Int. Walls | 82 | 6
Int. Walls | 82 | 8
Int. Walls | 82 | 13
Int. Walls | 82 | 14
Int. Walls | 83 | 5
Int. Walls | 84 | 6
Int. Walls | 84 | 8
Int. Walls | 84 | 13
Int. Walls | 84 | 14
Int. Walls | 85 | 6
Int. Walls | 85 | 8
Int. Walls | 85 | 13
Int. Walls | 85 | 14
Int. Walls | 86 | 5
Int. Walls | 87 | 6
Int. Walls | 87 | 8
Int. Walls | 87 | 13
Int. Walls | 87 | 14
Int. Walls | 88 | 5
Int. Walls | 89 | 6
Int. Walls | 89 | 8
Int. Walls | 89 | 13
Int. Walls | 89 | 14
Int. Walls | 90 | 6
Int. Walls | 90 | 8
Int. Walls | 90 | 13
Int. Walls | 90 | 14
Int. Walls | 91 | 6
Int. Walls | 91 | 8
Int. Walls | 91 | 13
Int. Walls | 91 | 14
Int. Walls | 92 | 6
Int. Walls | 92 | 8
Int. Walls | 92 | 13
Int. Walls | 92 | 14
Int. Walls | 93 | 6
Int. Walls | 93 | 8
Int. Walls | 93 | 13
Int. Walls | 93 | 14
Int. Walls | 94 | 6
Int. Walls | 94 | 8
Int. Walls | 94 | 13
Int. Walls | 94 | 14
Int. Walls | 95 | 6
Int. Walls | 95 | 8
Int. Walls | 95 | 13
Int. Walls | 95 | 14
Int. Walls | 96 | 6
Int. Walls | 96 | 8
Int. Walls | 96 | 13
Int. Walls | 96 | 14
Floors | 5 | 5
Floors | 7 | 6
Floors | 7 | 8
Floors | 7 | 13
Floors | 7 | 14
Floors | 8 | 6
Floors | 8 | 8
Floors | 8 | 13
Floors | 8 | 14
Floors | 9 | 6
Floors | 9 | 8
Floors | 9 | 13
Floors | 9 | 14
Floors | 10 | 6
Floors | 10 | 8
Floors | 10 | 13
Floors | 10 | 14
Floors | 11 | 6
Floors | 11 | 8
Floors | 11 | 13
Floors | 11 | 14
Floors | 12 | 6
Floors | 12 | 8
Floors | 12 | 13
Floors | 12 | 14
Floors | 14 | 6
Floors | 14 | 8
Floors | 14 | 13
Floors | 14 | 14
Floors | 15 | 6
Floors | 15 | 8
Floors | 15 | 13
Floors | 15 | 14
Floors | 16 | 6
Floors | 16 | 8
Floors | 16 | 13
Floors | 16 | 14
Floors | 17 | 6
Floors | 17 | 8
Floors | 17 | 13
Floors | 17 | 14
Floors | 18 | 6
Floors | 18 | 8
Floors | 18 | 13
Floors | 18 | 14
Floors | 19 | 6
Floors | 19 | 8
Floors | 19 | 13
Floors | 19 | 14
Floors | 21 | 6
Floors | 21 | 8
Floors | 21 | 13
Floors | 21 | 14
Floors | 22 | 6
Floors | 22 | 8
Floors | 22 | 13
Floors | 22 | 14
Floors | 23 | 6
Floors | 23 | 8
Floors | 23 | 13
Floors | 23 | 14
Floors | 24 | 6
Floors | 24 | 8
Floors | 24 | 13
Floors | 24 | 14
Floors | 25 | 6
Floors | 25 | 8
Floors | 25 | 13
Floors | 25 | 14
Floors | 26 | 6
Floors | 26 | 8
Floors | 26 | 13
Floors | 26 | 14
Floors | 28 | 6
Floors | 28 | 8
Floors | 28 | 13
Floors | 28 | 14
Floors | 29 | 6
Floors | 29 | 8
Floors | 29 | 13
Floors | 29 | 14
Floors | 30 | 6
Floors | 30 | 8
Floors | 30 | 13
Floors | 30 | 14
Floors | 31 | 6
Floors | 31 | 8
Floors | 31 | 13
Floors | 31 | 14
Floors | 32 | 6
Floors | 32 | 8
Floors | 32 | 13
Floors | 32 | 14
Floors | 33 | 6
Floors | 33 | 8
Floors | 33 | 13
Floors | 33 | 14
Floors | 34 | 6
Floors | 34 | 8
Floors | 34 | 13
Floors | 34 | 14
Floors | 35 | 6
Floors | 35 | 8
Floors | 35 | 13
Floors | 35 | 14
Floors | 36 | 6
Floors | 36 | 8
Floors | 36 | 13
Floors | 36 | 14
Floors | 38 | 6
Floors | 38 | 8
Floors | 38 | 13
Floors | 38 | 14
Floors | 39 | 5
Floors | 41 | 6
Floors | 41 | 8
Floors | 41 | 13
Floors | 41 | 14
Floors | 43 | 6
Floors | 43 | 8
Floors | 43 | 13
Floors | 43 | 14
Floors | 44 | 6
Floors | 44 | 8
Floors | 44 | 13
Floors | 44 | 14
Floors | 45 | 6
Floors | 45 | 8
Floors | 45 | 13
Floors | 45 | 14
Floors | 46 | 6
Floors | 46 | 8
Floors | 46 | 13
Floors | 46 | 14
Floors | 47 | 6
Floors | 47 | 8
Floors | 47 | 13
Floors | 47 | 14
Floors | 48 | 6
Floors | 48 | 8
Floors | 48 | 13
Floors | 48 | 14
Floors | 49 | 6
Floors | 49 | 8
Floors | 49 | 13
Floors | 49 | 14
Floors | 50 | 6
Floors | 50 | 8
Floors | 50 | 13
Floors | 50 | 14
Floors | 51 | 6
Floors | 51 | 8
Floors | 51 | 13
Floors | 51 | 14
Floors | 52 | 6
Floors | 52 | 8
Floors | 52 | 13
Floors | 52 | 14
Floors | 53 | 6
Floors | 53 | 8
Floors | 53 | 13
Floors | 53 | 14
Floors | 54 | 6
Floors | 54 | 8
Floors | 54 | 13
Floors | 54 | 14
Floors | 55 | 6
Floors | 55 | 8
Floors | 55 | 13
Floors | 55 | 14
Floors | 56 | 6
Floors | 56 | 8
Floors | 56 | 13
Floors | 56 | 14
Floors | 57 | 6
Floors | 57 | 8
Floors | 57 | 13
Floors | 57 | 14
Floors | 58 | 6
Floors | 58 | 8
Floors | 58 | 13
Floors | 58 | 14
Floors | 59 | 6
Floors | 59 | 8
Floors | 59 | 13
Floors | 59 | 14
Floors | 60 | 6
Floors | 60 | 8
Floors | 60 | 13
Floors | 60 | 14
Floors | 61 | 6
Floors | 61 | 8
Floors | 61 | 13
Floors | 61 | 14
Floors | 64 | 6
Floors | 64 | 8
Floors | 64 | 13
Floors | 64 | 14
Floors | 65 | 6
Floors | 65 | 8
Floors | 65 | 13
Floors | 65 | 14
Floors | 66 | 6
Floors | 66 | 8
Floors | 66 | 13
Floors | 66 | 14
Floors | 67 | 6
Floors | 67 | 8
Floors | 67 | 13
Floors | 67 | 14
Floors | 68 | 6
Floors | 68 | 8
Floors | 68 | 13
Floors | 68 | 14
Floors | 69 | 6
Floors | 69 | 8
Floors | 69 | 13
Floors | 69 | 14
Floors | 70 | 6
Floors | 70 | 8
Floors | 70 | 13
Floors | 70 | 14
Floors | 71 | 6
Floors | 71 | 8
Floors | 71 | 13
Floors | 71 | 14
Floors | 74 | 6
Floors | 74 | 8
Floors | 74 | 13
Floors | 74 | 14
Floors | 77 | 6
Floors | 77 | 8
Floors | 77 | 13
Floors | 77 | 14
Floors | 78 | 6
Floors | 78 | 8
Floors | 78 | 13
Floors | 78 | 14
Floors | 79 | 6
Floors | 79 | 8
Floors | 79 | 13
Floors | 79 | 14
Floors | 80 | 6
Floors | 80 | 8
Floors | 80 | 13
Floors | 80 | 14
Floors | 82 | 6
Floors | 82 | 8
Floors | 82 | 13
Floors | 82 | 14
Floors | 83 | 6
Floors | 83 | 8
Floors | 83 | 13
Floors | 83 | 14
Floors | 84 | 6
Floors | 84 | 8
Floors | 84 | 13
Floors | 84 | 14
Floors | 85 | 6
Floors | 85 | 8
Floors | 85 | 13
Floors | 85 | 14
Floors | 86 | 6
Floors | 86 | 8
Floors | 86 | 13
Floors | 86 | 14
Floors | 87 | 6
Floors | 87 | 8
Floors | 87 | 13
Floors | 87 | 14
Floors | 88 | 6
Floors | 88 | 8
Floors | 88 | 13
Floors | 88 | 14
Floors | 89 | 6
Floors | 89 | 8
Floors | 89 | 13
Floors | 89 | 14
Floors | 91 | 6
Floors | 91 | 8
Floors | 91 | 13
Floors | 91 | 14
Floors | 93 | 6
Floors | 93 | 8
Floors | 93 | 13
Floors | 93 | 14
Floors | 95 | 6
Floors | 95 | 8
Floors | 95 | 13
Floors | 95 | 14
Floors | 96 | 6
Floors | 96 | 8
Floors | 96 | 13
Floors | 96 | 14
Floors | 97 | 6
Floors | 97 | 8
Floors | 97 | 13
Floors | 97 | 14
Floors | 98 | 6
Floors | 98 | 8
Floors | 98 | 13
Floors | 98 | 14
Floors | 99 | 6
Floors | 99 | 8
Floors | 99 | 13
Floors | 99 | 14
Floors | 101 | 6
Floors | 101 | 8
Floors | 101 | 13
Floors | 101 | 14
Floors | 103 | 6
Floors | 103 | 8
Floors | 103 | 13
Floors | 103 | 14
Floors | 105 | 6
Floors | 105 | 8
Floors | 105 | 13
Floors | 105 | 14
Floors | 106 | 6
Floors | 106 | 8
Floors | 106 | 13
Floors | 106 | 14
Floors | 107 | 5
Floors | 108 | 5
Floors | 109 | 6
Floors | 109 | 8
Floors | 109 | 13
Floors | 109 | 14
Floors | 110 | 6
Floors | 110 | 8
Floors | 110 | 13
Floors | 110 | 14
Floors | 111 | 6
Floors | 111 | 8
Floors | 111 | 13
Floors | 111 | 14
Floors | 112 | 6
Floors | 112 | 8
Floors | 112 | 13
Floors | 112 | 14
Floors | 113 | 5
Floors | 114 | 6
Floors | 114 | 8
Floors | 114 | 13
Floors | 114 | 14
Floors | 115 | 6
Floors | 115 | 8
Floors | 115 | 13
Floors | 115 | 14
Floors | 116 | 6
Floors | 116 | 8
Floors | 116 | 13
Floors | 116 | 14
Floors | 117 | 6
Floors | 117 | 8
Floors | 117 | 13
Floors | 117 | 14
Floors | 118 | 6
Floors | 118 | 8
Floors | 118 | 13
Floors | 118 | 14
Floors | 119 | 5
Floors | 120 | 6
Floors | 120 | 8
Floors | 120 | 13
Floors | 120 | 14
Floors | 121 | 6
Floors | 121 | 8
Floors | 121 | 13
Floors | 121 | 14
Floors | 122 | 6
Floors | 122 | 8
Floors | 122 | 13
Floors | 122 | 14
Floors | 123 | 6
Floors | 123 | 8
Floors | 123 | 13
Floors | 123 | 14
Floors | 124 | 6
Floors | 124 | 8
Floors | 124 | 13
Floors | 124 | 14
Floors | 125 | 6
Floors | 125 | 8
Floors | 125 | 13
Floors | 125 | 14
Floors | 126 | 6
Floors | 126 | 8
Floors | 126 | 13
Floors | 126 | 14
Floors | 127 | 5
Floors | 128 | 6
Floors | 128 | 8
Floors | 128 | 13
Floors | 128 | 14
Floors | 129 | 5
Floors | 130 | 6
Floors | 130 | 8
Floors | 130 | 13
Floors | 130 | 14
Floors | 131 | 6
Floors | 131 | 8
Floors | 131 | 13
Floors | 131 | 14
Floors | 132 | 5
Floors | 133 | 6
Floors | 133 | 8
Floors | 133 | 13
Floors | 133 | 14
Floors | 134 | 5
Floors | 135 | 6
Floors | 135 | 8
Floors | 135 | 13
Floors | 135 | 14
Floors | 136 | 6
Floors | 136 | 8
Floors | 136 | 13
Floors | 136 | 14
Floors | 137 | 6
Floors | 137 | 8
Floors | 137 | 13
Floors | 137 | 14
Floors | 138 | 6
Floors | 138 | 8
Floors | 138 | 13
Floors | 138 | 14
Floors | 139 | 6
Floors | 139 | 8
Floors | 139 | 13
Floors | 139 | 14
Floors | 140 | 5
Floors | 141 | 6
Floors | 141 | 8
Floors | 141 | 13
Floors | 141 | 14
Floors | 142 | 5
Floors | 143 | 6
Floors | 143 | 8
Floors | 143 | 13
Floors | 143 | 14
Floors | 144 | 6
Floors | 144 | 8
Floors | 144 | 13
Floors | 144 | 14
Floors | 145 | 6
Floors | 145 | 8
Floors | 145 | 13
Floors | 145 | 14
Floors | 146 | 6
Floors | 146 | 8
Floors | 146 | 13
Floors | 146 | 14
Floors | 147 | 6
Floors | 147 | 8
Floors | 147 | 13
Floors | 147 | 14
Floors | 148 | 5
Floors | 149 | 6
Floors | 149 | 8
Floors | 149 | 13
Floors | 149 | 14
Floors | 150 | 6
Floors | 150 | 8
Floors | 150 | 13
Floors | 150 | 14
Floors | 151 | 6
Floors | 151 | 8
Floors | 151 | 13
Floors | 151 | 14
Floors | 152 | 6
Floors | 152 | 8
Floors | 152 | 13
Floors | 152 | 14
Floors | 153 | 6
Floors | 153 | 8
Floors | 153 | 13
Floors | 153 | 14
Floors | 154 | 6
Floors | 154 | 8
Floors | 154 | 13
Floors | 154 | 14
Ceilings | 7 | 6
Ceilings | 7 | 8
Ceilings | 7 | 13
Ceilings | 7 | 14
Ceilings | 8 | 6
Ceilings | 8 | 8
Ceilings | 8 | 13
Ceilings | 8 | 14
Ceilings | 9 | 6
Ceilings | 9 | 8
Ceilings | 9 | 13
Ceilings | 9 | 14
Ceilings | 11 | 6
Ceilings | 11 | 8
Ceilings | 11 | 13
Ceilings | 11 | 14
Ceilings | 12 | 6
Ceilings | 12 | 8
Ceilings | 12 | 13
Ceilings | 12 | 14
Ceilings | 13 | 6
Ceilings | 13 | 8
Ceilings | 13 | 13
Ceilings | 13 | 14
Ceilings | 14 | 6
Ceilings | 14 | 8
Ceilings | 14 | 13
Ceilings | 14 | 14
Ceilings | 16 | 6
Ceilings | 16 | 8
Ceilings | 16 | 13
Ceilings | 16 | 14
Ceilings | 17 | 6
Ceilings | 17 | 8
Ceilings | 17 | 13
Ceilings | 17 | 14
Ceilings | 18 | 6
Ceilings | 18 | 8
Ceilings | 18 | 13
Ceilings | 18 | 14
Ceilings | 19 | 6
Ceilings | 19 | 8
Ceilings | 19 | 13
Ceilings | 19 | 14
Ceilings | 20 | 6
Ceilings | 20 | 8
Ceilings | 20 | 13
Ceilings | 20 | 14
Ceilings | 21 | 6
Ceilings | 21 | 8
Ceilings | 21 | 13
Ceilings | 21 | 14
Ceilings | 22 | 6
Ceilings | 22 | 8
Ceilings | 22 | 13
Ceilings | 22 | 14
Ceilings | 23 | 6
Ceilings | 23 | 8
Ceilings | 23 | 13
Ceilings | 23 | 14
Ceilings | 24 | 6
Ceilings | 24 | 8
Ceilings | 24 | 13
Ceilings | 24 | 14
Ceilings | 25 | 6
Ceilings | 25 | 8
Ceilings | 25 | 13
Ceilings | 25 | 14
Ceilings | 26 | 6
Ceilings | 26 | 8
Ceilings | 26 | 13
Ceilings | 26 | 14
Ceilings | 27 | 6
Ceilings | 27 | 8
Ceilings | 27 | 13
Ceilings | 27 | 14
Ceilings | 30 | 6
Ceilings | 30 | 8
Ceilings | 30 | 13
Ceilings | 30 | 14
Ceilings | 31 | 6
Ceilings | 31 | 8
Ceilings | 31 | 13
Ceilings | 31 | 14
Ceilings | 32 | 6
Ceilings | 32 | 8
Ceilings | 32 | 13
Ceilings | 32 | 14
Ceilings | 33 | 6
Ceilings | 33 | 8
Ceilings | 33 | 13
Ceilings | 33 | 14
Ceilings | 34 | 6
Ceilings | 34 | 8
Ceilings | 34 | 13
Ceilings | 34 | 14
Ceilings | 35 | 6
Ceilings | 35 | 8
Ceilings | 35 | 13
Ceilings | 35 | 14
Ceilings | 36 | 6
Ceilings | 36 | 8
Ceilings | 36 | 13
Ceilings | 36 | 14
Ceilings | 37 | 6
Ceilings | 37 | 8
Ceilings | 37 | 13
Ceilings | 37 | 14
Ceilings | 38 | 6
Ceilings | 38 | 8
Ceilings | 38 | 13
Ceilings | 38 | 14
Roof | 5 | 5
Roof | 7 | 6
Roof | 7 | 8
Roof | 7 | 13
Roof | 7 | 14
Roof | 8 | 6
Roof | 8 | 8
Roof | 8 | 13
Roof | 8 | 14
Roof | 9 | 6
Roof | 9 | 8
Roof | 9 | 13
Roof | 9 | 14
Roof | 10 | 6
Roof | 10 | 8
Roof | 10 | 13
Roof | 10 | 14
Roof | 11 | 6
Roof | 11 | 8
Roof | 11 | 13
Roof | 11 | 14
Roof | 12 | 6
Roof | 12 | 8
Roof | 12 | 13
Roof | 12 | 14
Roof | 14 | 6
Roof | 14 | 8
Roof | 14 | 13
Roof | 14 | 14
Roof | 15 | 6
Roof | 15 | 8
Roof | 15 | 13
Roof | 15 | 14
Roof | 16 | 6
Roof | 16 | 8
Roof | 16 | 13
Roof | 16 | 14
Roof | 17 | 6
Roof | 17 | 8
Roof | 17 | 13
Roof | 17 | 14
Roof | 18 | 6
Roof | 18 | 8
Roof | 18 | 13
Roof | 18 | 14
Roof | 19 | 6
Roof | 19 | 8
Roof | 19 | 13
Roof | 19 | 14
Roof | 21 | 6
Roof | 21 | 8
Roof | 21 | 13
Roof | 21 | 14
Roof | 22 | 6
Roof | 22 | 8
Roof | 22 | 13
Roof | 22 | 14
Roof | 23 | 6
Roof | 23 | 8
Roof | 23 | 13
Roof | 23 | 14
Roof | 24 | 6
Roof | 24 | 8
Roof | 24 | 13
Roof | 24 | 14
Roof | 25 | 6
Roof | 25 | 8
Roof | 25 | 13
Roof | 25 | 14
Roof | 26 | 6
Roof | 26 | 8
Roof | 26 | 13
Roof | 26 | 14
Roof | 28 | 6
Roof | 28 | 8
Roof | 28 | 13
Roof | 28 | 14
Roof | 29 | 6
Roof | 29 | 8
Roof | 29 | 13
Roof | 29 | 14
Roof | 30 | 6
Roof | 30 | 8
Roof | 30 | 13
Roof | 30 | 14
Roof | 31 | 6
Roof | 31 | 8
Roof | 31 | 13
Roof | 31 | 14
Roof | 32 | 6
Roof | 32 | 8
Roof | 32 | 13
Roof | 32 | 14
Roof | 33 | 6
Roof | 33 | 8
Roof | 33 | 13
Roof | 33 | 14
Roof | 35 | 6
Roof | 35 | 8
Roof | 35 | 13
Roof | 35 | 14
Roof | 36 | 6
Roof | 36 | 8
Roof | 36 | 13
Roof | 36 | 14
Roof | 37 | 6
Roof | 37 | 8
Roof | 37 | 13
Roof | 37 | 14
Roof | 38 | 6
Roof | 38 | 8
Roof | 38 | 13
Roof | 38 | 14
Roof | 39 | 6
Roof | 39 | 8
Roof | 39 | 13
Roof | 39 | 14
Roof | 40 | 6
Roof | 40 | 8
Roof | 40 | 13
Roof | 40 | 14
Roof | 42 | 6
Roof | 42 | 8
Roof | 42 | 13
Roof | 42 | 14
Roof | 44 | 6
Roof | 44 | 8
Roof | 44 | 13
Roof | 44 | 14
Roof | 45 | 6
Roof | 45 | 8
Roof | 45 | 13
Roof | 45 | 14
Roof | 46 | 6
Roof | 46 | 8
Roof | 46 | 13
Roof | 46 | 14
Roof | 47 | 6
Roof | 47 | 8
Roof | 47 | 13
Roof | 47 | 14
Roof | 48 | 6
Roof | 48 | 8
Roof | 48 | 13
Roof | 48 | 14
Roof | 49 | 6
Roof | 49 | 8
Roof | 49 | 13
Roof | 49 | 14
Roof | 50 | 6
Roof | 50 | 8
Roof | 50 | 13
Roof | 50 | 14
Roof | 51 | 6
Roof | 51 | 8
Roof | 51 | 13
Roof | 51 | 14
Roof | 52 | 6
Roof | 52 | 8
Roof | 52 | 13
Roof | 52 | 14
Roof | 53 | 6
Roof | 53 | 8
Roof | 53 | 13
Roof | 53 | 14
Roof | 56 | 6
Roof | 56 | 8
Roof | 56 | 13
Roof | 56 | 14
Roof | 57 | 6
Roof | 57 | 8
Roof | 57 | 13
Roof | 57 | 14
Roof | 58 | 6
Roof | 58 | 8
Roof | 58 | 13
Roof | 58 | 14
Roof | 60 | 6
Roof | 60 | 8
Roof | 60 | 13
Roof | 60 | 14
Roof | 61 | 6
Roof | 61 | 8
Roof | 61 | 13
Roof | 61 | 14
Roof | 62 | 6
Roof | 62 | 8
Roof | 62 | 13
Roof | 62 | 14
Roof | 64 | 6
Roof | 64 | 8
Roof | 64 | 13
Roof | 64 | 14
Roof | 65 | 6
Roof | 65 | 8
Roof | 65 | 13
Roof | 65 | 14
Roof | 66 | 6
Roof | 66 | 8
Roof | 66 | 13
Roof | 66 | 14
Roof | 67 | 6
Roof | 67 | 8
Roof | 67 | 13
Roof | 67 | 14
Roof | 69 | 6
Roof | 69 | 8
Roof | 69 | 13
Roof | 69 | 14
Roof | 70 | 6
Roof | 70 | 8
Roof | 70 | 13
Roof | 70 | 14
Roof | 71 | 6
Roof | 71 | 8
Roof | 71 | 13
Roof | 71 | 14
Roof | 72 | 6
Roof | 72 | 8
Roof | 72 | 13
Roof | 72 | 14
Roof | 73 | 6
Roof | 73 | 8
Roof | 73 | 13
Roof | 73 | 14
Roof | 74 | 6
Roof | 74 | 8
Roof | 74 | 13
Roof | 74 | 14
Roof | 77 | 6
Roof | 77 | 8
Roof | 77 | 13
Roof | 77 | 14
Roof | 78 | 6
Roof | 78 | 8
Roof | 78 | 13
Roof | 78 | 14
Roof | 79 | 6
Roof | 79 | 8
Roof | 79 | 13
Roof | 79 | 14
Roof | 80 | 6
Roof | 80 | 8
Roof | 80 | 13
Roof | 80 | 14
Roof | 81 | 6
Roof | 81 | 8
Roof | 81 | 13
Roof | 81 | 14
Roof | 82 | 6
Roof | 82 | 8
Roof | 82 | 13
Roof | 82 | 14
Roof | 84 | 6
Roof | 84 | 8
Roof | 84 | 13
Roof | 84 | 14
Roof | 85 | 6
Roof | 85 | 8
Roof | 85 | 13
Roof | 85 | 14
Roof | 86 | 6
Roof | 86 | 8
Roof | 86 | 13
Roof | 86 | 14
Roof | 87 | 6
Roof | 87 | 8
Roof | 87 | 13
Roof | 87 | 14
Roof | 88 | 6
Roof | 88 | 8
Roof | 88 | 13
Roof | 88 | 14
Roof | 89 | 6
Roof | 89 | 8
Roof | 89 | 13
Roof | 89 | 14
Roof | 90 | 6
Roof | 90 | 8
Roof | 90 | 13
Roof | 90 | 14
Roof | 91 | 6
Roof | 91 | 8
Roof | 91 | 13
Roof | 91 | 14
Roof | 93 | 6
Roof | 93 | 8
Roof | 93 | 13
Roof | 93 | 14
Roof | 94 | 6
Roof | 94 | 8
Roof | 94 | 13
Roof | 94 | 14
Roof | 95 | 6
Roof | 95 | 8
Roof | 95 | 13
Roof | 95 | 14
Roof | 96 | 5
Roof | 98 | 6
Roof | 98 | 8
Roof | 98 | 13
Roof | 98 | 14
Roof | 99 | 6
Roof | 99 | 8
Roof | 99 | 13
Roof | 99 | 14
Roof | 100 | 6
Roof | 100 | 8
Roof | 100 | 13
Roof | 100 | 14
Roof | 101 | 6
Roof | 101 | 8
Roof | 101 | 13
Roof | 101 | 14
Roof | 102 | 6
Roof | 102 | 8
Roof | 102 | 13
Roof | 102 | 14
Roof | 103 | 6
Roof | 103 | 8
Roof | 103 | 13
Roof | 103 | 14
Roof | 105 | 6
Roof | 105 | 8
Roof | 105 | 13
Roof | 105 | 14
Roof | 106 | 6
Roof | 106 | 8
Roof | 106 | 13
Roof | 106 | 14
Roof | 107 | 6
Roof | 107 | 8
Roof | 107 | 13
Roof | 107 | 14
Roof | 108 | 6
Roof | 108 | 8
Roof | 108 | 13
Roof | 108 | 14
Roof | 109 | 6
Roof | 109 | 8
Roof | 109 | 13
Roof | 109 | 14
Roof | 110 | 6
Roof | 110 | 8
Roof | 110 | 13
Roof | 110 | 14
Roof | 112 | 6
Roof | 112 | 8
Roof | 112 | 13
Roof | 112 | 14
Roof | 113 | 6
Roof | 113 | 8
Roof | 113 | 13
Roof | 113 | 14
Roof | 114 | 6
Roof | 114 | 8
Roof | 114 | 13
Roof | 114 | 14
Roof | 115 | 6
Roof | 115 | 8
Roof | 115 | 13
Roof | 115 | 14
Roof | 116 | 6
Roof | 116 | 8
Roof | 116 | 13
Roof | 116 | 14
Roof | 117 | 6
Roof | 117 | 8
Roof | 117 | 13
Roof | 117 | 14
Roof | 120 | 6
Roof | 120 | 8
Roof | 120 | 13
Roof | 120 | 14
Roof | 121 | 6
Roof | 121 | 8
Roof | 121 | 13
Roof | 121 | 14
Roof | 122 | 6
Roof | 122 | 8
Roof | 122 | 13
Roof | 122 | 14
Roof | 123 | 6
Roof | 123 | 8
Roof | 123 | 13
Roof | 123 | 14
Roof | 124 | 6
Roof | 124 | 8
Roof | 124 | 13
Roof | 124 | 14
Roof | 125 | 6
Roof | 125 | 8
Roof | 125 | 13
Roof | 125 | 14
Roof | 126 | 6
Roof | 126 | 8
Roof | 126 | 13
Roof | 126 | 14
Roof | 127 | 6
Roof | 127 | 8
Roof | 127 | 13
Roof | 127 | 14
Roof | 128 | 6
Roof | 128 | 8
Roof | 128 | 13
Roof | 128 | 14
Roof | 129 | 6
Roof | 129 | 8
Roof | 129 | 13
Roof | 129 | 14
Roof | 130 | 6
Roof | 130 | 8
Roof | 130 | 13
Roof | 130 | 14
Roof | 131 | 6
Roof | 131 | 8
Roof | 131 | 13
Roof | 131 | 14
Roof | 132 | 6
Roof | 132 | 8
Roof | 132 | 13
Roof | 132 | 14
Roof | 133 | 6
Roof | 133 | 8
Roof | 133 | 13
Roof | 133 | 14
Roof | 135 | 6
Roof | 135 | 8
Roof | 135 | 13
Roof | 135 | 14
Roof | 137 | 6
Roof | 137 | 8
Roof | 137 | 13
Roof | 137 | 14
Roof | 139 | 6
Roof | 139 | 8
Roof | 139 | 13
Roof | 139 | 14
Roof | 140 | 6
Roof | 140 | 8
Roof | 140 | 13
Roof | 140 | 14
Roof | 141 | 6
Roof | 141 | 8
Roof | 141 | 13
Roof | 141 | 14
Roof | 143 | 6
Roof | 143 | 8
Roof | 143 | 13
Roof | 143 | 14
Roof | 144 | 5
Roof | 144 | 11
Roof | 145 | 5
Roof | 146 | 6
Roof | 146 | 8
Roof | 146 | 13
Roof | 146 | 14
Roof | 147 | 6
Roof | 147 | 8
Roof | 147 | 13
Roof | 147 | 14
Roof | 148 | 6
Roof | 148 | 8
Roof | 148 | 13
Roof | 148 | 14
Roof | 149 | 6
Roof | 149 | 8
Roof | 149 | 13
Roof | 149 | 14
Roof | 150 | 5
Roof | 151 | 6
Roof | 151 | 8
Roof | 151 | 13
Roof | 151 | 14
Roof | 152 | 6
Roof | 152 | 8
Roof | 152 | 13
Roof | 152 | 14
Roof | 153 | 6
Roof | 153 | 8
Roof | 153 | 13
Roof | 153 | 14
Roof | 154 | 6
Roof | 154 | 8
Roof | 154 | 13
Roof | 154 | 14
Roof | 155 | 6
Roof | 155 | 8
Roof | 155 | 13
Roof | 155 | 14
Roof | 156 | 5
Roof | 157 | 6
Roof | 157 | 8
Roof | 157 | 13
Roof | 157 | 14
Roof | 158 | 6
Roof | 158 | 8
Roof | 158 | 13
Roof | 158 | 14
Roof | 159 | 6
Roof | 159 | 8
Roof | 159 | 13
Roof | 159 | 14
Roof | 160 | 6
Roof | 160 | 8
Roof | 160 | 13
Roof | 160 | 14
Roof | 161 | 6
Roof | 161 | 8
Roof | 161 | 13
Roof | 161 | 14
Roof | 162 | 6
Roof | 162 | 8
Roof | 162 | 13
Roof | 162 | 14
Roof | 163 | 5
Roof | 164 | 6
Roof | 164 | 8
Roof | 164 | 13
Roof | 164 | 14
Roof | 165 | 5
Roof | 166 | 6
Roof | 166 | 8
Roof | 166 | 13
Roof | 166 | 14
Roof | 167 | 6
Roof | 167 | 8
Roof | 167 | 13
Roof | 167 | 14
Roof | 168 | 5
Roof | 169 | 6
Roof | 169 | 8
Roof | 169 | 13
Roof | 169 | 14
Roof | 170 | 5
Roof | 171 | 6
Roof | 171 | 8
Roof | 171 | 13
Roof | 171 | 14
Roof | 172 | 6
Roof | 172 | 8
Roof | 172 | 13
Roof | 172 | 14
Roof | 173 | 6
Roof | 173 | 8
Roof | 173 | 13
Roof | 173 | 14
Roof | 174 | 6
Roof | 174 | 8
Roof | 174 | 13
Roof | 174 | 14
Roof | 175 | 5
Roof | 176 | 6
Roof | 176 | 8
Roof | 176 | 13
Roof | 176 | 14
Roof | 177 | 5
Roof | 178 | 6
Roof | 178 | 8
Roof | 178 | 13
Roof | 178 | 14
Roof | 179 | 6
Roof | 179 | 8
Roof | 179 | 13
Roof | 179 | 14
Roof | 180 | 6
Roof | 180 | 8
Roof | 180 | 13
Roof | 180 | 14
Roof | 181 | 6
Roof | 181 | 8
Roof | 181 | 13
Roof | 181 | 14
Roof | 182 | 6
Roof | 182 | 8
Roof | 182 | 13
Roof | 182 | 14
Roof | 183 | 5
Roof | 184 | 6
Roof | 184 | 8
Roof | 184 | 13
Roof | 184 | 14
Roof | 185 | 6
Roof | 185 | 8
Roof | 185 | 13
Roof | 185 | 14
Roof | 186 | 6
Roof | 186 | 8
Roof | 186 | 13
Roof | 186 | 14
Roof | 187 | 6
Roof | 187 | 8
Roof | 187 | 13
Roof | 187 | 14
Roof | 188 | 6
Roof | 188 | 8
Roof | 188 | 13
Roof | 188 | 14
Roof | 189 | 6
Roof | 189 | 8
Roof | 189 | 13
Roof | 189 | 14
Roof | 190 | 5
Roof | 190 | 11
Roof | 191 | 5
Roof | 192 | 6
Roof | 192 | 8
Roof | 192 | 13
Roof | 192 | 14
Roof | 193 | 6
Roof | 193 | 8
Roof | 193 | 13
Roof | 193 | 14
Roof | 194 | 6
Roof | 194 | 8
Roof | 194 | 13
Roof | 194 | 14
Roof | 195 | 6
Roof | 195 | 8
Roof | 195 | 13
Roof | 195 | 14
Roof | 196 | 6
Roof | 196 | 8
Roof | 196 | 13
Roof | 196 | 14
Roof | 197 | 6
Roof | 197 | 8
Roof | 197 | 13
Roof | 197 | 14
Roof | 198 | 6
Roof | 198 | 8
Roof | 198 | 13
Roof | 198 | 14
Roof | 199 | 6
Roof | 199 | 8
Roof | 199 | 13
Roof | 199 | 14
Roof | 200 | 6
Roof | 200 | 8
Roof | 200 | 13
Roof | 200 | 14
Roof | 201 | 5
Roof | 202 | 6
Roof | 202 | 8
Roof | 202 | 13
Roof | 202 | 14
Roof | 203 | 6
Roof | 203 | 8
Roof | 203 | 13
Roof | 203 | 14
Roof | 204 | 6
Roof | 204 | 8
Roof | 204 | 13
Roof | 204 | 14
Roof | 205 | 6
Roof | 205 | 8
Roof | 205 | 13
Roof | 205 | 14
Roof | 206 | 6
Roof | 206 | 8
Roof | 206 | 13
Roof | 206 | 14
Roof | 207 | 6
Roof | 207 | 8
Roof | 207 | 13
Roof | 207 | 14
Roof | 208 | 6
Roof | 208 | 8
Roof | 208 | 13
Roof | 208 | 14
Roof | 209 | 6
Roof | 209 | 8
Roof | 209 | 13
Roof | 209 | 14
Roof | 210 | 6
Roof | 210 | 8
Roof | 210 | 13
Roof | 210 | 14
Roof | 211 | 6
Roof | 211 | 8
Roof | 211 | 13
Roof | 211 | 14
Roof | 212 | 5
Roof | 213 | 6
Roof | 213 | 8
Roof | 213 | 13
Roof | 213 | 14
Roof | 214 | 6
Roof | 214 | 8
Roof | 214 | 13
Roof | 214 | 14
Roof | 215 | 6
Roof | 215 | 8
Roof | 215 | 13
Roof | 215 | 14
Roof | 216 | 6
Roof | 216 | 8
Roof | 216 | 13
Roof | 216 | 14
Roof | 217 | 5
Roof | 218 | 6
Roof | 218 | 8
Roof | 218 | 13
Roof | 218 | 14
Roof | 219 | 6
Roof | 219 | 8
Roof | 219 | 13
Roof | 219 | 14
Roof | 220 | 6
Roof | 220 | 8
Roof | 220 | 13
Roof | 220 | 14
Roof | 221 | 6
Roof | 221 | 8
Roof | 221 | 13
Roof | 221 | 14
Roof | 222 | 6
Roof | 222 | 8
Roof | 222 | 13
Roof | 222 | 14
Roof | 223 | 6
Roof | 223 | 8
Roof | 223 | 13
Roof | 223 | 14
Roof | 224 | 6
Roof | 224 | 8
Roof | 224 | 13
Roof | 224 | 14
Roof | 225 | 6
Roof | 225 | 8
Roof | 225 | 13
Roof | 225 | 14
Roof | 226 | 6
Roof | 226 | 8
Roof | 226 | 13
Roof | 226 | 14
Roof | 227 | 6
Roof | 227 | 8
Roof | 227 | 13
Roof | 227 | 14
Roof | 228 | 6
Roof | 228 | 8
Roof | 228 | 13
Roof | 228 | 14
Roof | 229 | 6
Roof | 229 | 8
Roof | 229 | 13
Roof | 229 | 14
Roof | 230 | 6
Roof | 230 | 8
Roof | 230 | 13
Roof | 230 | 14
Roof | 231 | 6
Roof | 231 | 8
Roof | 231 | 13
Roof | 231 | 14
Roof | 232 | 6
Roof | 232 | 8
Roof | 232 | 13
Roof | 232 | 14
Roof | 233 | 5
Roof | 234 | 6
Roof | 234 | 8
Roof | 234 | 13
Roof | 234 | 14
Roof | 235 | 6
Roof | 235 | 8
Roof | 235 | 13
Roof | 235 | 14
Roof | 236 | 6
Roof | 236 | 8
Roof | 236 | 13
Roof | 236 | 14
Roof | 237 | 6
Roof | 237 | 8
Roof | 237 | 13
Roof | 237 | 14
Roof | 238 | 5
Roof | 239 | 6
Roof | 239 | 8
Roof | 239 | 13
Roof | 239 | 14
Roof | 242 | 6
Roof | 242 | 8
Roof | 242 | 13
Roof | 242 | 14
Roof | 243 | 6
Roof | 243 | 8
Roof | 243 | 13
Roof | 243 | 14
Roof | 244 | 6
Roof | 244 | 8
Roof | 244 | 13
Roof | 244 | 14
Roof | 245 | 6
Roof | 245 | 8
Roof | 245 | 13
Roof | 245 | 14
Roof | 246 | 6
Roof | 246 | 8
Roof | 246 | 13
Roof | 246 | 14
Garage | 6 | 5
Garage | 6 | 6
Garage | 8 | 6
Garage | 8 | 8
Garage | 8 | 13
Garage | 8 | 14
Garage | 9 | 5
Garage | 9 | 6
Garage | 11 | 6
Garage | 11 | 8
Garage | 11 | 13
Garage | 11 | 14
Garage | 12 | 6
Garage | 12 | 8
Garage | 12 | 13
Garage | 12 | 14
Garage | 13 | 6
Garage | 13 | 8
Garage | 13 | 13
Garage | 13 | 14
Garage | 14 | 6
Garage | 14 | 8
Garage | 14 | 13
Garage | 14 | 14
Garage | 15 | 6
Garage | 15 | 8
Garage | 15 | 13
Garage | 15 | 14
Garage | 16 | 6
Garage | 16 | 8
Garage | 16 | 13
Garage | 16 | 14
Garage | 17 | 6
Garage | 17 | 8
Garage | 17 | 13
Garage | 17 | 14
Garage | 19 | 6
Garage | 19 | 8
Garage | 19 | 13
Garage | 19 | 14
Garage | 20 | 6
Garage | 20 | 8
Garage | 20 | 13
Garage | 20 | 14
Garage | 21 | 6
Garage | 21 | 8
Garage | 21 | 13
Garage | 21 | 14
Garage | 22 | 6
Garage | 22 | 8
Garage | 22 | 13
Garage | 22 | 14
Garage | 23 | 6
Garage | 23 | 8
Garage | 23 | 13
Garage | 23 | 14
Garage | 24 | 6
Garage | 24 | 8
Garage | 24 | 13
Garage | 24 | 14
Garage | 25 | 6
Garage | 25 | 8
Garage | 25 | 13
Garage | 25 | 14
Garage | 26 | 5
Garage | 28 | 6
Garage | 28 | 8
Garage | 28 | 13
Garage | 28 | 14
Garage | 29 | 6
Garage | 29 | 8
Garage | 29 | 13
Garage | 29 | 14
Garage | 32 | 6
Garage | 32 | 8
Garage | 32 | 13
Garage | 32 | 14
Garage | 33 | 6
Garage | 33 | 8
Garage | 33 | 13
Garage | 33 | 14
Garage | 34 | 6
Garage | 34 | 8
Garage | 34 | 13
Garage | 34 | 14
Garage | 35 | 6
Garage | 35 | 8
Garage | 35 | 13
Garage | 35 | 14
Garage | 36 | 6
Garage | 36 | 8
Garage | 36 | 13
Garage | 36 | 14
Garage | 37 | 6
Garage | 37 | 8
Garage | 37 | 13
Garage | 37 | 14
Garage | 38 | 6
Garage | 38 | 8
Garage | 38 | 13
Garage | 38 | 14
Garage | 40 | 6
Garage | 40 | 8
Garage | 40 | 13
Garage | 40 | 14
Garage | 41 | 6
Garage | 41 | 8
Garage | 41 | 13
Garage | 41 | 14
Garage | 42 | 6
Garage | 42 | 8
Garage | 42 | 13
Garage | 42 | 14
Garage | 43 | 6
Garage | 43 | 8
Garage | 43 | 13
Garage | 43 | 14
Garage | 44 | 6
Garage | 44 | 8
Garage | 44 | 13
Garage | 44 | 14
Garage | 45 | 6
Garage | 45 | 8
Garage | 45 | 13
Garage | 45 | 14
Garage | 46 | 6
Garage | 46 | 8
Garage | 46 | 13
Garage | 46 | 14
Garage | 47 | 5
Garage | 49 | 6
Garage | 49 | 8
Garage | 49 | 13
Garage | 49 | 14
Garage | 50 | 6
Garage | 50 | 8
Garage | 50 | 13
Garage | 50 | 14
Garage | 51 | 6
Garage | 51 | 8
Garage | 51 | 13
Garage | 51 | 14
Garage | 52 | 6
Garage | 52 | 8
Garage | 52 | 13
Garage | 52 | 14
Garage | 53 | 6
Garage | 53 | 8
Garage | 53 | 13
Garage | 53 | 14
Garage | 54 | 5
Garage | 56 | 6
Garage | 56 | 8
Garage | 56 | 13
Garage | 56 | 14
Garage | 58 | 5
Garage | 58 | 6
Garage | 60 | 6
Garage | 60 | 8
Garage | 60 | 13
Garage | 60 | 14
Garage | 61 | 6
Garage | 61 | 8
Garage | 61 | 13
Garage | 61 | 14
Garage | 62 | 6
Garage | 62 | 8
Garage | 62 | 13
Garage | 62 | 14
Garage | 63 | 6
Garage | 63 | 8
Garage | 63 | 13
Garage | 63 | 14
Garage | 64 | 6
Garage | 64 | 8
Garage | 64 | 13
Garage | 64 | 14
Garage | 65 | 6
Garage | 65 | 8
Garage | 65 | 13
Garage | 65 | 14
Garage | 66 | 6
Garage | 66 | 8
Garage | 66 | 13
Garage | 66 | 14
Garage | 68 | 6
Garage | 68 | 8
Garage | 68 | 13
Garage | 68 | 14
Garage | 69 | 6
Garage | 69 | 8
Garage | 69 | 13
Garage | 69 | 14
Garage | 70 | 6
Garage | 70 | 8
Garage | 70 | 13
Garage | 70 | 14
Garage | 71 | 6
Garage | 71 | 8
Garage | 71 | 13
Garage | 71 | 14
Garage | 72 | 6
Garage | 72 | 8
Garage | 72 | 13
Garage | 72 | 14
Garage | 73 | 6
Garage | 73 | 8
Garage | 73 | 13
Garage | 73 | 14
Garage | 74 | 6
Garage | 74 | 8
Garage | 74 | 13
Garage | 74 | 14
Garage | 77 | 6
Garage | 77 | 8
Garage | 77 | 13
Garage | 77 | 14
Garage | 78 | 6
Garage | 78 | 8
Garage | 78 | 13
Garage | 78 | 14
Garage | 79 | 6
Garage | 79 | 8
Garage | 79 | 13
Garage | 79 | 14
Garage | 80 | 6
Garage | 80 | 8
Garage | 80 | 13
Garage | 80 | 14
Garage | 81 | 6
Garage | 81 | 8
Garage | 81 | 13
Garage | 81 | 14
Garage | 82 | 6
Garage | 82 | 8
Garage | 82 | 13
Garage | 82 | 14
Garage | 83 | 6
Garage | 83 | 8
Garage | 83 | 13
Garage | 83 | 14
Garage | 87 | 6
Garage | 87 | 8
Garage | 87 | 13
Garage | 87 | 14
Garage | 88 | 6
Garage | 88 | 8
Garage | 88 | 13
Garage | 88 | 14
Garage | 89 | 6
Garage | 89 | 8
Garage | 89 | 13
Garage | 89 | 14
Garage | 90 | 6
Garage | 90 | 8
Garage | 90 | 13
Garage | 90 | 14
Garage | 91 | 6
Garage | 91 | 8
Garage | 91 | 13
Garage | 91 | 14
Garage | 92 | 6
Garage | 92 | 8
Garage | 92 | 13
Garage | 92 | 14
Garage | 93 | 6
Garage | 93 | 8
Garage | 93 | 13
Garage | 93 | 14
Garage | 94 | 6
Garage | 94 | 8
Garage | 94 | 13
Garage | 94 | 14
Garage | 95 | 6
Garage | 95 | 8
Garage | 95 | 13
Garage | 95 | 14
Garage | 96 | 6
Garage | 96 | 8
Garage | 96 | 13
Garage | 96 | 14
Garage | 97 | 6
Garage | 97 | 8
Garage | 97 | 13
Garage | 97 | 14
Garage | 98 | 6
Garage | 98 | 8
Garage | 98 | 13
Garage | 98 | 14
Garage | 99 | 6
Garage | 99 | 8
Garage | 99 | 13
Garage | 99 | 14
Garage | 100 | 6
Garage | 100 | 8
Garage | 100 | 13
Garage | 100 | 14
Garage | 101 | 6
Garage | 101 | 8
Garage | 101 | 13
Garage | 101 | 14
Garage | 102 | 6
Garage | 102 | 8
Garage | 102 | 13
Garage | 102 | 14
Garage | 103 | 6
Garage | 103 | 8
Garage | 103 | 13
Garage | 103 | 14
Garage | 104 | 6
Garage | 104 | 8
Garage | 104 | 13
Garage | 104 | 14
Garage | 105 | 6
Garage | 105 | 8
Garage | 105 | 13
Garage | 105 | 14
Garage | 108 | 4
Garage | 108 | 6
Garage | 108 | 8
Garage | 108 | 13
Garage | 108 | 14
Garage | 109 | 4
Garage | 109 | 6
Garage | 109 | 8
Garage | 109 | 13
Garage | 109 | 14
Garage | 110 | 4
Garage | 110 | 6
Garage | 110 | 8
Garage | 110 | 13
Garage | 110 | 14
Garage | 111 | 4
Garage | 111 | 6
Garage | 111 | 8
Garage | 111 | 13
Garage | 111 | 14
Garage | 112 | 4
Garage | 112 | 6
Garage | 112 | 8
Garage | 112 | 13
Garage | 112 | 14
Garage | 113 | 4
Garage | 113 | 6
Garage | 113 | 8
Garage | 113 | 13
Garage | 113 | 14
Garage | 114 | 4
Garage | 114 | 6
Garage | 114 | 8
Garage | 114 | 13
Garage | 114 | 14
Garage | 115 | 4
Garage | 115 | 6
Garage | 115 | 8
Garage | 115 | 13
Garage | 115 | 14
Garage | 116 | 4
Garage | 116 | 6
Garage | 116 | 8
Garage | 116 | 13
Garage | 116 | 14
Garage | 117 | 4
Garage | 117 | 6
Garage | 117 | 8
Garage | 117 | 13
Garage | 117 | 14
Garage | 119 | 5
Garage | 121 | 6
Garage | 121 | 8
Garage | 121 | 13
Garage | 121 | 14
Garage | 122 | 6
Garage | 122 | 8
Garage | 122 | 13
Garage | 122 | 14
Garage | 123 | 6
Garage | 123 | 8
Garage | 123 | 13
Garage | 123 | 14
Garage | 124 | 6
Garage | 124 | 8
Garage | 124 | 13
Garage | 124 | 14
Garage | 125 | 6
Garage | 125 | 8
Garage | 125 | 13
Garage | 125 | 14
Garage | 126 | 6
Garage | 126 | 8
Garage | 126 | 13
Garage | 126 | 14
Garage | 128 | 6
Garage | 128 | 8
Garage | 128 | 13
Garage | 128 | 14
Garage | 129 | 6
Garage | 129 | 8
Garage | 129 | 13
Garage | 129 | 14
Garage | 130 | 6
Garage | 130 | 8
Garage | 130 | 13
Garage | 130 | 14
Garage | 131 | 6
Garage | 131 | 8
Garage | 131 | 13
Garage | 131 | 14
Garage | 132 | 6
Garage | 132 | 8
Garage | 132 | 13
Garage | 132 | 14
Garage | 133 | 6
Garage | 133 | 8
Garage | 133 | 13
Garage | 133 | 14
Garage | 135 | 6
Garage | 135 | 8
Garage | 135 | 13
Garage | 135 | 14
Garage | 136 | 6
Garage | 136 | 8
Garage | 136 | 13
Garage | 136 | 14
Garage | 137 | 6
Garage | 137 | 8
Garage | 137 | 13
Garage | 137 | 14
Garage | 138 | 6
Garage | 138 | 8
Garage | 138 | 13
Garage | 138 | 14
Garage | 139 | 6
Garage | 139 | 8
Garage | 139 | 13
Garage | 139 | 14
Garage | 140 | 6
Garage | 140 | 8
Garage | 140 | 13
Garage | 140 | 14
Garage | 142 | 6
Garage | 142 | 8
Garage | 142 | 13
Garage | 142 | 14
Garage | 143 | 6
Garage | 143 | 8
Garage | 143 | 13
Garage | 143 | 14
Garage | 144 | 6
Garage | 144 | 8
Garage | 144 | 13
Garage | 144 | 14
Garage | 145 | 6
Garage | 145 | 8
Garage | 145 | 13
Garage | 145 | 14
Garage | 146 | 6
Garage | 146 | 8
Garage | 146 | 13
Garage | 146 | 14
Garage | 147 | 6
Garage | 147 | 8
Garage | 147 | 13
Garage | 147 | 14
Garage | 148 | 5
Garage | 150 | 6
Garage | 150 | 8
Garage | 150 | 13
Garage | 150 | 14
Garage | 151 | 6
Garage | 151 | 8
Garage | 151 | 13
Garage | 151 | 14
Garage | 152 | 6
Garage | 152 | 8
Garage | 152 | 13
Garage | 152 | 14
Garage | 153 | 6
Garage | 153 | 8
Garage | 153 | 13
Garage | 153 | 14
Garage | 155 | 6
Garage | 155 | 8
Garage | 155 | 13
Garage | 155 | 14
Garage | 156 | 6
Garage | 156 | 8
Garage | 156 | 13
Garage | 156 | 14
Garage | 157 | 6
Garage | 157 | 8
Garage | 157 | 13
Garage | 157 | 14
Garage | 160 | 6
Garage | 160 | 8
Garage | 160 | 13
Garage | 160 | 14
Garage | 161 | 6
Garage | 161 | 8
Garage | 161 | 13
Garage | 161 | 14
Garage | 162 | 6
Garage | 162 | 8
Garage | 162 | 13
Garage | 162 | 14
Garage | 163 | 6
Garage | 163 | 8
Garage | 163 | 13
Garage | 163 | 14
Garage | 164 | 6
Garage | 164 | 8
Garage | 164 | 13
Garage | 164 | 14
Garage | 165 | 6
Garage | 165 | 8
Garage | 165 | 13
Garage | 165 | 14
Garage | 166 | 6
Garage | 166 | 8
Garage | 166 | 13
Garage | 166 | 14
Garage | 167 | 6
Garage | 167 | 8
Garage | 167 | 13
Garage | 167 | 14
Garage | 169 | 6
Garage | 169 | 8
Garage | 169 | 13
Garage | 169 | 14
Garage | 170 | 6
Garage | 170 | 8
Garage | 170 | 13
Garage | 170 | 14
Garage | 171 | 6
Garage | 171 | 8
Garage | 171 | 13
Garage | 171 | 14
Garage | 172 | 6
Garage | 172 | 8
Garage | 172 | 13
Garage | 172 | 14
Garage | 174 | 6
Garage | 174 | 8
Garage | 174 | 13
Garage | 174 | 14
Garage | 175 | 6
Garage | 175 | 8
Garage | 175 | 13
Garage | 175 | 14
Garage | 176 | 6
Garage | 176 | 8
Garage | 176 | 13
Garage | 176 | 14
Garage | 177 | 6
Garage | 177 | 8
Garage | 177 | 13
Garage | 177 | 14
Garage | 178 | 6
Garage | 178 | 8
Garage | 178 | 13
Garage | 178 | 14
Garage | 179 | 6
Garage | 179 | 8
Garage | 179 | 13
Garage | 179 | 14
Garage | 180 | 6
Garage | 180 | 8
Garage | 180 | 13
Garage | 180 | 14
Garage | 181 | 6
Garage | 181 | 8
Garage | 181 | 13
Garage | 181 | 14
Garage | 182 | 6
Garage | 182 | 8
Garage | 182 | 13
Garage | 182 | 14
Garage | 184 | 6
Garage | 184 | 8
Garage | 184 | 13
Garage | 184 | 14
Garage | 185 | 6
Garage | 185 | 8
Garage | 185 | 13
Garage | 185 | 14
Garage | 186 | 6
Garage | 186 | 8
Garage | 186 | 13
Garage | 186 | 14
Garage | 187 | 6
Garage | 187 | 8
Garage | 187 | 13
Garage | 187 | 14
Garage | 188 | 6
Garage | 188 | 8
Garage | 188 | 13
Garage | 188 | 14
Garage | 189 | 6
Garage | 189 | 8
Garage | 189 | 13
Garage | 189 | 14
Garage | 192 | 6
Garage | 192 | 8
Garage | 192 | 13
Garage | 192 | 14
Garage | 193 | 6
Garage | 193 | 8
Garage | 193 | 13
Garage | 193 | 14
Garage | 194 | 6
Garage | 194 | 8
Garage | 194 | 13
Garage | 194 | 14
Garage | 195 | 6
Garage | 195 | 8
Garage | 195 | 13
Garage | 195 | 14
Garage | 196 | 6
Garage | 196 | 8
Garage | 196 | 13
Garage | 196 | 14
Garage | 197 | 6
Garage | 197 | 8
Garage | 197 | 13
Garage | 197 | 14
Garage | 198 | 6
Garage | 198 | 8
Garage | 198 | 13
Garage | 198 | 14
Garage | 199 | 5
Garage | 200 | 5
Garage | 201 | 6
Garage | 201 | 8
Garage | 201 | 13
Garage | 201 | 14
Garage | 202 | 6
Garage | 202 | 8
Garage | 202 | 13
Garage | 202 | 14
Garage | 203 | 6
Garage | 203 | 8
Garage | 203 | 13
Garage | 203 | 14
Garage | 204 | 6
Garage | 204 | 8
Garage | 204 | 13
Garage | 204 | 14
Garage | 205 | 5
Garage | 206 | 6
Garage | 206 | 8
Garage | 206 | 13
Garage | 206 | 14
Garage | 207 | 6
Garage | 207 | 8
Garage | 207 | 13
Garage | 207 | 14
Garage | 208 | 6
Garage | 208 | 8
Garage | 208 | 13
Garage | 208 | 14
Garage | 209 | 6
Garage | 209 | 8
Garage | 209 | 13
Garage | 209 | 14
Garage | 210 | 6
Garage | 210 | 8
Garage | 210 | 13
Garage | 210 | 14
Garage | 211 | 5
Garage | 212 | 6
Garage | 212 | 8
Garage | 212 | 13
Garage | 212 | 14
Garage | 213 | 6
Garage | 213 | 8
Garage | 213 | 13
Garage | 213 | 14
Garage | 214 | 6
Garage | 214 | 8
Garage | 214 | 13
Garage | 214 | 14
Garage | 215 | 6
Garage | 215 | 8
Garage | 215 | 13
Garage | 215 | 14
Garage | 216 | 6
Garage | 216 | 8
Garage | 216 | 13
Garage | 216 | 14
Garage | 217 | 6
Garage | 217 | 8
Garage | 217 | 13
Garage | 217 | 14
Garage | 218 | 5
Garage | 219 | 6
Garage | 219 | 8
Garage | 219 | 13
Garage | 219 | 14
Garage | 220 | 5
Garage | 221 | 6
Garage | 221 | 8
Garage | 221 | 13
Garage | 221 | 14
Garage | 222 | 6
Garage | 222 | 8
Garage | 222 | 13
Garage | 222 | 14
Garage | 223 | 6
Garage | 223 | 8
Garage | 223 | 13
Garage | 223 | 14
Garage | 224 | 6
Garage | 224 | 8
Garage | 224 | 13
Garage | 224 | 14
Garage | 225 | 5
Garage | 226 | 6
Garage | 226 | 8
Garage | 226 | 13
Garage | 226 | 14
Garage | 227 | 6
Garage | 227 | 8
Garage | 227 | 13
Garage | 227 | 14
Garage | 228 | 6
Garage | 228 | 8
Garage | 228 | 13
Garage | 228 | 14
Garage | 229 | 5
Garage | 230 | 6
Garage | 230 | 8
Garage | 230 | 13
Garage | 230 | 14
Garage | 231 | 6
Garage | 231 | 8
Garage | 231 | 13
Garage | 231 | 14
Garage | 232 | 6
Garage | 232 | 8
Garage | 232 | 13
Garage | 232 | 14
Garage | 233 | 6
Garage | 233 | 8
Garage | 233 | 13
Garage | 233 | 14
Garage | 234 | 5
Garage | 235 | 6
Garage | 235 | 8
Garage | 235 | 13
Garage | 235 | 14
Garage | 236 | 6
Garage | 236 | 8
Garage | 236 | 13
Garage | 236 | 14
Garage | 237 | 5
Garage | 238 | 6
Garage | 238 | 8
Garage | 238 | 13
Garage | 238 | 14
Garage | 239 | 5
Garage | 240 | 6
Garage | 240 | 8
Garage | 240 | 13
Garage | 240 | 14
Garage | 241 | 6
Garage | 241 | 8
Garage | 241 | 13
Garage | 241 | 14
Garage | 242 | 6
Garage | 242 | 8
Garage | 242 | 13
Garage | 242 | 14
Garage | 243 | 6
Garage | 243 | 8
Garage | 243 | 13
Garage | 243 | 14
Garage | 244 | 6
Garage | 244 | 8
Garage | 244 | 13
Garage | 244 | 14
Garage | 245 | 6
Garage | 245 | 8
Garage | 245 | 13
Garage | 245 | 14
Garage | 246 | 6
Garage | 246 | 8
Garage | 246 | 13
Garage | 246 | 14
Garage | 247 | 6
Garage | 247 | 8
Garage | 247 | 13
Garage | 247 | 14
Garage | 248 | 5
Garage | 249 | 5
Garage | 250 | 6
Garage | 250 | 8
Garage | 250 | 13
Garage | 250 | 14
Garage | 251 | 6
Garage | 251 | 8
Garage | 251 | 13
Garage | 251 | 14
Garage | 252 | 6
Garage | 252 | 8
Garage | 252 | 13
Garage | 252 | 14
Garage | 253 | 6
Garage | 253 | 8
Garage | 253 | 13
Garage | 253 | 14
Garage | 254 | 6
Garage | 254 | 8
Garage | 254 | 13
Garage | 254 | 14
Garage | 255 | 6
Garage | 255 | 8
Garage | 255 | 13
Garage | 255 | 14
Garage | 256 | 6
Garage | 256 | 8
Garage | 256 | 13
Garage | 256 | 14
Garage | 257 | 6
Garage | 257 | 8
Garage | 257 | 13
Garage | 257 | 14
Garage | 258 | 6
Garage | 258 | 8
Garage | 258 | 13
Garage | 258 | 14
Garage | 259 | 5
Garage | 260 | 6
Garage | 260 | 8
Garage | 260 | 13
Garage | 260 | 14
Garage | 261 | 6
Garage | 261 | 8
Garage | 261 | 13
Garage | 261 | 14
Garage | 262 | 6
Garage | 262 | 8
Garage | 262 | 13
Garage | 262 | 14
Garage | 263 | 6
Garage | 263 | 8
Garage | 263 | 13
Garage | 263 | 14
Garage | 264 | 6
Garage | 264 | 8
Garage | 264 | 13
Garage | 264 | 14
Garage | 265 | 6
Garage | 265 | 8
Garage | 265 | 13
Garage | 265 | 14
Garage | 266 | 6
Garage | 266 | 8
Garage | 266 | 13
Garage | 266 | 14
Garage | 267 | 6
Garage | 267 | 8
Garage | 267 | 13
Garage | 267 | 14
Garage | 268 | 6
Garage | 268 | 8
Garage | 268 | 13
Garage | 268 | 14
Garage | 269 | 6
Garage | 269 | 8
Garage | 269 | 13
Garage | 269 | 14
Garage | 270 | 5
Garage | 271 | 6
Garage | 271 | 8
Garage | 271 | 13
Garage | 271 | 14
Garage | 272 | 6
Garage | 272 | 8
Garage | 272 | 13
Garage | 272 | 14
Garage | 273 | 6
Garage | 273 | 8
Garage | 273 | 13
Garage | 273 | 14
Garage | 274 | 6
Garage | 274 | 8
Garage | 274 | 13
Garage | 274 | 14
Garage | 275 | 5
Garage | 276 | 6
Garage | 276 | 8
Garage | 276 | 13
Garage | 276 | 14
Garage | 277 | 6
Garage | 277 | 8
Garage | 277 | 13
Garage | 277 | 14
Garage | 278 | 6
Garage | 278 | 8
Garage | 278 | 13
Garage | 278 | 14
Garage | 279 | 6
Garage | 279 | 8
Garage | 279 | 13
Garage | 279 | 14
Garage | 280 | 5
Garage | 281 | 6
Garage | 281 | 8
Garage | 281 | 13
Garage | 281 | 14
Garage | 282 | 6
Garage | 282 | 8
Garage | 282 | 13
Garage | 282 | 14
Garage | 283 | 6
Garage | 283 | 8
Garage | 283 | 13
Garage | 283 | 14
Garage | 284 | 6
Garage | 284 | 8
Garage | 284 | 13
Garage | 284 | 14
Garage | 285 | 6
Garage | 285 | 8
Garage | 285 | 13
Garage | 285 | 14
Garage | 286 | 5
Garage | 287 | 6
Garage | 287 | 8
Garage | 287 | 13
Garage | 287 | 14
Garage | 288 | 5
Garage | 289 | 6
Garage | 289 | 8
Garage | 289 | 13
Garage | 289 | 14
Garage | 291 | 5
Garage | 292 | 5
Garage | 293 | 6
Garage | 293 | 8
Garage | 293 | 13
Garage | 293 | 14
Garage | 294 | 6
Garage | 294 | 8
Garage | 294 | 13
Garage | 294 | 14
Garage | 295 | 6
Garage | 295 | 8
Garage | 295 | 13
Garage | 295 | 14
Garage | 296 | 6
Garage | 296 | 8
Garage | 296 | 13
Garage | 296 | 14
Garage | 297 | 5
Garage | 298 | 6
Garage | 298 | 8
Garage | 298 | 13
Garage | 298 | 14
Garage | 299 | 6
Garage | 299 | 8
Garage | 299 | 13
Garage | 299 | 14
Garage | 300 | 6
Garage | 300 | 8
Garage | 300 | 13
Garage | 300 | 14
Garage | 301 | 5
Garage | 302 | 6
Garage | 302 | 8
Garage | 302 | 13
Garage | 302 | 14
Garage | 303 | 6
Garage | 303 | 8
Garage | 303 | 13
Garage | 303 | 14
Garage | 304 | 6
Garage | 304 | 8
Garage | 304 | 13
Garage | 304 | 14
Garage | 305 | 6
Garage | 305 | 8
Garage | 305 | 13
Garage | 305 | 14
Garage | 306 | 6
Garage | 306 | 8
Garage | 306 | 13
Garage | 306 | 14
Garage | 307 | 6
Garage | 307 | 8
Garage | 307 | 13
Garage | 307 | 14
Garage | 308 | 5
Garage | 309 | 6
Garage | 309 | 8
Garage | 309 | 13
Garage | 309 | 14
Garage | 310 | 6
Garage | 310 | 8
Garage | 310 | 13
Garage | 310 | 14
Garage | 311 | 6
Garage | 311 | 8
Garage | 311 | 13
Garage | 311 | 14
Garage | 312 | 6
Garage | 312 | 8
Garage | 312 | 13
Garage | 312 | 14
Garage | 313 | 5
Garage | 314 | 6
Garage | 314 | 8
Garage | 314 | 13
Garage | 314 | 14
Garage | 315 | 5
Garage | 316 | 6
Garage | 316 | 8
Garage | 316 | 13
Garage | 316 | 14
Garage | 317 | 6
Garage | 317 | 8
Garage | 317 | 13
Garage | 317 | 14
Garage | 318 | 6
Garage | 318 | 8
Garage | 318 | 13
Garage | 318 | 14
Garage | 319 | 5
Garage | 320 | 6
Garage | 320 | 8
Garage | 320 | 13
Garage | 320 | 14
Garage | 321 | 6
Garage | 321 | 8
Garage | 321 | 13
Garage | 321 | 14
Garage | 322 | 5
Garage | 323 | 6
Garage | 323 | 8
Garage | 323 | 13
Garage | 323 | 14
Garage | 324 | 5
Garage | 325 | 6
Garage | 325 | 8
Garage | 325 | 13
Garage | 325 | 14
Garage | 326 | 6
Garage | 326 | 8
Garage | 326 | 13
Garage | 326 | 14
Garage | 327 | 6
Garage | 327 | 8
Garage | 327 | 13
Garage | 327 | 14
Garage | 331 | 6
Garage | 331 | 8
Garage | 331 | 13
Garage | 331 | 14
Garage | 332 | 6
Garage | 332 | 8
Garage | 332 | 13
Garage | 332 | 14
Garage | 333 | 6
Garage | 333 | 8
Garage | 333 | 13
Garage | 333 | 14
Garage | 334 | 6
Garage | 334 | 8
Garage | 334 | 13
Garage | 334 | 14
Garage | 335 | 6
Garage | 335 | 8
Garage | 335 | 13
Garage | 335 | 14
Garage | 336 | 6
Garage | 336 | 8
Garage | 336 | 13
Garage | 336 | 14
Garage | 337 | 6
Garage | 337 | 8
Garage | 337 | 13
Garage | 337 | 14
Garage | 339 | 6
Garage | 339 | 8
Garage | 339 | 13
Garage | 339 | 14
Garage | 340 | 6
Garage | 340 | 8
Garage | 340 | 13
Garage | 340 | 14
Garage | 341 | 6
Garage | 341 | 8
Garage | 341 | 13
Garage | 341 | 14
Garage | 342 | 6
Garage | 342 | 8
Garage | 342 | 13
Garage | 342 | 14
Garage | 343 | 6
Garage | 343 | 8
Garage | 343 | 13
Garage | 343 | 14
Garage | 344 | 6
Garage | 344 | 8
Garage | 344 | 13
Garage | 344 | 14
Garage | 345 | 6
Garage | 345 | 8
Garage | 345 | 13
Garage | 345 | 14
Garage | 347 | 6
Garage | 347 | 8
Garage | 347 | 13
Garage | 347 | 14
Garage | 348 | 6
Garage | 348 | 8
Garage | 348 | 13
Garage | 348 | 14
Garage | 349 | 6
Garage | 349 | 8
Garage | 349 | 13
Garage | 349 | 14
Garage | 350 | 6
Garage | 350 | 8
Garage | 350 | 13
Garage | 350 | 14
Garage | 351 | 6
Garage | 351 | 8
Garage | 351 | 13
Garage | 351 | 14
Garage | 352 | 6
Garage | 352 | 8
Garage | 352 | 13
Garage | 352 | 14
Garage | 353 | 6
Garage | 353 | 8
Garage | 353 | 13
Garage | 353 | 14
Garage | 355 | 6
Garage | 355 | 8
Garage | 355 | 13
Garage | 355 | 14
Garage | 357 | 6
Garage | 357 | 8
Garage | 357 | 13
Garage | 357 | 14
Garage | 359 | 6
Garage | 359 | 8
Garage | 359 | 13
Garage | 359 | 14
Garage | 360 | 6
Garage | 360 | 8
Garage | 360 | 13
Garage | 360 | 14
Garage | 361 | 6
Garage | 361 | 8
Garage | 361 | 13
Garage | 361 | 14
Garage | 362 | 6
Garage | 362 | 8
Garage | 362 | 13
Garage | 362 | 14
Garage | 363 | 6
Garage | 363 | 8
Garage | 363 | 13
Garage | 363 | 14
Garage | 364 | 6
Garage | 364 | 8
Garage | 364 | 13
Garage | 364 | 14
Garage | 365 | 6
Garage | 365 | 8
Garage | 365 | 13
Garage | 365 | 14
Garage | 367 | 6
Garage | 367 | 8
Garage | 367 | 13
Garage | 367 | 14
Garage | 368 | 6
Garage | 368 | 8
Garage | 368 | 13
Garage | 368 | 14
Garage | 369 | 6
Garage | 369 | 8
Garage | 369 | 13
Garage | 369 | 14
Garage | 371 | 6
Garage | 371 | 8
Garage | 371 | 13
Garage | 371 | 14
Garage | 372 | 6
Garage | 372 | 8
Garage | 372 | 13
Garage | 372 | 14
Garage | 373 | 6
Garage | 373 | 8
Garage | 373 | 13
Garage | 373 | 14
Garage | 374 | 6
Garage | 374 | 8
Garage | 374 | 13
Garage | 374 | 14
Garage | 376 | 6
Garage | 376 | 8
Garage | 376 | 13
Garage | 376 | 14
Garage | 377 | 6
Garage | 377 | 8
Garage | 377 | 13
Garage | 377 | 14
Garage | 378 | 6
Garage | 378 | 8
Garage | 378 | 13
Garage | 378 | 14
Garage | 379 | 6
Garage | 379 | 8
Garage | 379 | 13
Garage | 379 | 14
Garage | 380 | 6
Garage | 380 | 8
Garage | 380 | 13
Garage | 380 | 14
Garage | 381 | 5
Garage | 383 | 6
Garage | 383 | 8
Garage | 383 | 13
Garage | 383 | 14
Garage | 384 | 6
Garage | 384 | 8
Garage | 384 | 13
Garage | 384 | 14
Garage | 385 | 6
Garage | 385 | 8
Garage | 385 | 13
Garage | 385 | 14
Garage | 386 | 6
Garage | 386 | 8
Garage | 386 | 13
Garage | 386 | 14
Garage | 387 | 6
Garage | 387 | 8
Garage | 387 | 13
Garage | 387 | 14
Garage | 388 | 6
Garage | 388 | 8
Garage | 388 | 13
Garage | 388 | 14
Garage | 390 | 6
Garage | 390 | 8
Garage | 390 | 13
Garage | 390 | 14
Garage | 391 | 6
Garage | 391 | 8
Garage | 391 | 13
Garage | 391 | 14
Garage | 392 | 6
Garage | 392 | 8
Garage | 392 | 13
Garage | 392 | 14
Garage | 393 | 6
Garage | 393 | 8
Garage | 393 | 13
Garage | 393 | 14
Garage | 394 | 6
Garage | 394 | 8
Garage | 394 | 13
Garage | 394 | 14
Garage | 395 | 6
Garage | 395 | 8
Garage | 395 | 13
Garage | 395 | 14
Garage | 398 | 6
Garage | 398 | 8
Garage | 398 | 13
Garage | 398 | 14
Garage | 399 | 6
Garage | 399 | 8
Garage | 399 | 13
Garage | 399 | 14
Garage | 400 | 6
Garage | 400 | 8
Garage | 400 | 13
Garage | 400 | 14
Garage | 402 | 6
Garage | 402 | 8
Garage | 402 | 13
Garage | 402 | 14
Garage | 403 | 6
Garage | 403 | 8
Garage | 403 | 13
Garage | 403 | 14
Garage | 404 | 6
Garage | 404 | 8
Garage | 404 | 13
Garage | 404 | 14
Garage | 405 | 6
Garage | 405 | 8
Garage | 405 | 13
Garage | 405 | 14
Garage | 407 | 6
Garage | 407 | 8
Garage | 407 | 13
Garage | 407 | 14
Garage | 408 | 6
Garage | 408 | 8
Garage | 408 | 13
Garage | 408 | 14
Garage | 409 | 6
Garage | 409 | 8
Garage | 409 | 13
Garage | 409 | 14
Garage | 410 | 6
Garage | 410 | 8
Garage | 410 | 13
Garage | 410 | 14
Garage | 411 | 6
Garage | 411 | 8
Garage | 411 | 13
Garage | 411 | 14
Garage | 412 | 6
Garage | 412 | 8
Garage | 412 | 13
Garage | 412 | 14
Garage | 413 | 6
Garage | 413 | 8
Garage | 413 | 13
Garage | 413 | 14
Garage | 414 | 6
Garage | 414 | 8
Garage | 414 | 13
Garage | 414 | 14
Garage | 415 | 6
Garage | 415 | 8
Garage | 415 | 13
Garage | 415 | 14
Garage | 416 | 6
Garage | 416 | 8
Garage | 416 | 13
Garage | 416 | 14
Garage | 417 | 6
Garage | 417 | 8
Garage | 417 | 13
Garage | 417 | 14
Garage | 418 | 6
Garage | 418 | 8
Garage | 418 | 13
Garage | 418 | 14
Garage | 421 | 6
Garage | 421 | 8
Garage | 421 | 13
Garage | 421 | 14
Garage | 422 | 6
Garage | 422 | 8
Garage | 422 | 13
Garage | 422 | 14
Garage | 423 | 6
Garage | 423 | 8
Garage | 423 | 13
Garage | 423 | 14
Garage | 424 | 6
Garage | 424 | 8
Garage | 424 | 13
Garage | 424 | 14
Garage | 426 | 6
Garage | 426 | 8
Garage | 426 | 13
Garage | 426 | 14
Garage | 427 | 6
Garage | 427 | 8
Garage | 427 | 13
Garage | 427 | 14
Garage | 428 | 6
Garage | 428 | 8
Garage | 428 | 13
Garage | 428 | 14
Garage | 429 | 6
Garage | 429 | 8
Garage | 429 | 13
Garage | 429 | 14
Garage | 430 | 6
Garage | 430 | 8
Garage | 430 | 13
Garage | 430 | 14
Garage | 431 | 6
Garage | 431 | 8
Garage | 431 | 13
Garage | 431 | 14
Garage | 432 | 6
Garage | 432 | 8
Garage | 432 | 13
Garage | 432 | 14
Garage | 433 | 6
Garage | 433 | 8
Garage | 433 | 13
Garage | 433 | 14
Garage | 434 | 6
Garage | 434 | 8
Garage | 434 | 13
Garage | 434 | 14
Garage | 435 | 6
Garage | 435 | 8
Garage | 435 | 13
Garage | 435 | 14
Garage | 439 | 6
Garage | 439 | 8
Garage | 439 | 13
Garage | 439 | 14
Garage | 440 | 6
Garage | 440 | 8
Garage | 440 | 13
Garage | 440 | 14
Garage | 441 | 6
Garage | 441 | 8
Garage | 441 | 13
Garage | 441 | 14
Garage | 443 | 6
Garage | 443 | 8
Garage | 443 | 13
Garage | 443 | 14
Garage | 444 | 6
Garage | 444 | 8
Garage | 444 | 13
Garage | 444 | 14
Garage | 445 | 6
Garage | 445 | 8
Garage | 445 | 13
Garage | 445 | 14
Garage | 447 | 6
Garage | 447 | 8
Garage | 447 | 13
Garage | 447 | 14
Garage | 448 | 6
Garage | 448 | 8
Garage | 448 | 13
Garage | 448 | 14
Garage | 449 | 6
Garage | 449 | 8
Garage | 449 | 13
Garage | 449 | 14
Garage | 450 | 6
Garage | 450 | 8
Garage | 450 | 13
Garage | 450 | 14
Garage | 451 | 6
Garage | 451 | 8
Garage | 451 | 13
Garage | 451 | 14
Garage | 452 | 6
Garage | 452 | 8
Garage | 452 | 13
Garage | 452 | 14
Garage | 453 | 6
Garage | 453 | 8
Garage | 453 | 13
Garage | 453 | 14
Garage | 454 | 6
Garage | 454 | 8
Garage | 454 | 13
Garage | 454 | 14
Garage | 455 | 6
Garage | 455 | 8
Garage | 455 | 13
Garage | 455 | 14
Garage | 456 | 6
Garage | 456 | 8
Garage | 456 | 13
Garage | 456 | 14
Garage | 457 | 6
Garage | 457 | 8
Garage | 457 | 13
Garage | 457 | 14
Garage | 459 | 5
Garage | 461 | 6
Garage | 461 | 8
Garage | 461 | 13
Garage | 461 | 14
Garage | 462 | 6
Garage | 462 | 8
Garage | 462 | 13
Garage | 462 | 14
Garage | 463 | 6
Garage | 463 | 8
Garage | 463 | 13
Garage | 463 | 14
Garage | 464 | 6
Garage | 464 | 8
Garage | 464 | 13
Garage | 464 | 14
Garage | 465 | 6
Garage | 465 | 8
Garage | 465 | 13
Garage | 465 | 14
Garage | 466 | 6
Garage | 466 | 8
Garage | 466 | 13
Garage | 466 | 14
Garage | 468 | 6
Garage | 468 | 8
Garage | 468 | 13
Garage | 468 | 14
Garage | 469 | 6
Garage | 469 | 8
Garage | 469 | 13
Garage | 469 | 14
Garage | 470 | 6
Garage | 470 | 8
Garage | 470 | 13
Garage | 470 | 14
Garage | 471 | 6
Garage | 471 | 8
Garage | 471 | 13
Garage | 471 | 14
Garage | 472 | 6
Garage | 472 | 8
Garage | 472 | 13
Garage | 472 | 14
Garage | 473 | 6
Garage | 473 | 8
Garage | 473 | 13
Garage | 473 | 14
Garage | 475 | 6
Garage | 475 | 8
Garage | 475 | 13
Garage | 475 | 14
Garage | 476 | 6
Garage | 476 | 8
Garage | 476 | 13
Garage | 476 | 14
Garage | 477 | 6
Garage | 477 | 8
Garage | 477 | 13
Garage | 477 | 14
Garage | 478 | 6
Garage | 478 | 8
Garage | 478 | 13
Garage | 478 | 14
Garage | 479 | 6
Garage | 479 | 8
Garage | 479 | 13
Garage | 479 | 14
Garage | 480 | 6
Garage | 480 | 8
Garage | 480 | 13
Garage | 480 | 14
Garage | 482 | 6
Garage | 482 | 8
Garage | 482 | 13
Garage | 482 | 14
Garage | 483 | 6
Garage | 483 | 8
Garage | 483 | 13
Garage | 483 | 14
Garage | 484 | 6
Garage | 484 | 8
Garage | 484 | 13
Garage | 484 | 14
Garage | 485 | 6
Garage | 485 | 8
Garage | 485 | 13
Garage | 485 | 14
Garage | 486 | 6
Garage | 486 | 8
Garage | 486 | 13
Garage | 486 | 14
Garage | 487 | 6
Garage | 487 | 8
Garage | 487 | 13
Garage | 487 | 14
Garage | 489 | 6
Garage | 489 | 8
Garage | 489 | 13
Garage | 489 | 14
Garage | 490 | 6
Garage | 490 | 8
Garage | 490 | 13
Garage | 490 | 14
Garage | 491 | 6
Garage | 491 | 8
Garage | 491 | 13
Garage | 491 | 14
Garage | 492 | 6
Garage | 492 | 8
Garage | 492 | 13
Garage | 492 | 14
Garage | 493 | 6
Garage | 493 | 8
Garage | 493 | 13
Garage | 493 | 14
Garage | 494 | 6
Garage | 494 | 8
Garage | 494 | 13
Garage | 494 | 14
Garage | 496 | 6
Garage | 496 | 8
Garage | 496 | 13
Garage | 496 | 14
Garage | 498 | 6
Garage | 498 | 8
Garage | 498 | 13
Garage | 498 | 14
Garage | 499 | 6
Garage | 499 | 8
Garage | 499 | 13
Garage | 499 | 14
Garage | 500 | 6
Garage | 500 | 8
Garage | 500 | 13
Garage | 500 | 14
Garage | 501 | 6
Garage | 501 | 8
Garage | 501 | 13
Garage | 501 | 14
Garage | 502 | 6
Garage | 502 | 8
Garage | 502 | 13
Garage | 502 | 14
Garage | 503 | 6
Garage | 503 | 8
Garage | 503 | 13
Garage | 503 | 14
Garage | 504 | 6
Garage | 504 | 8
Garage | 504 | 13
Garage | 504 | 14
Garage | 505 | 6
Garage | 505 | 8
Garage | 505 | 13
Garage | 505 | 14
Garage | 506 | 6
Garage | 506 | 8
Garage | 506 | 13
Garage | 506 | 14
Garage | 507 | 6
Garage | 507 | 8
Garage | 507 | 13
Garage | 507 | 14
Garage | 510 | 6
Garage | 510 | 8
Garage | 510 | 13
Garage | 510 | 14
Garage | 511 | 6
Garage | 511 | 8
Garage | 511 | 13
Garage | 511 | 14
Garage | 512 | 6
Garage | 512 | 8
Garage | 512 | 13
Garage | 512 | 14
Garage | 514 | 6
Garage | 514 | 8
Garage | 514 | 13
Garage | 514 | 14
Garage | 515 | 6
Garage | 515 | 8
Garage | 515 | 13
Garage | 515 | 14
Garage | 516 | 6
Garage | 516 | 8
Garage | 516 | 13
Garage | 516 | 14
Garage | 517 | 6
Garage | 517 | 8
Garage | 517 | 13
Garage | 517 | 14
Garage | 518 | 6
Garage | 518 | 8
Garage | 518 | 13
Garage | 518 | 14
Garage | 519 | 6
Garage | 519 | 8
Garage | 519 | 13
Garage | 519 | 14
Garage | 522 | 6
Garage | 522 | 8
Garage | 522 | 13
Garage | 522 | 14
Garage | 523 | 6
Garage | 523 | 8
Garage | 523 | 13
Garage | 523 | 14
Garage | 524 | 6
Garage | 524 | 8
Garage | 524 | 13
Garage | 524 | 14
Garage | 525 | 6
Garage | 525 | 8
Garage | 525 | 13
Garage | 525 | 14
Garage | 526 | 6
Garage | 526 | 8
Garage | 526 | 13
Garage | 526 | 14
Garage | 527 | 6
Garage | 527 | 8
Garage | 527 | 13
Garage | 527 | 14
Garage | 529 | 6
Garage | 529 | 8
Garage | 529 | 13
Garage | 529 | 14
Garage | 530 | 6
Garage | 530 | 8
Garage | 530 | 13
Garage | 530 | 14
Garage | 531 | 6
Garage | 531 | 8
Garage | 531 | 13
Garage | 531 | 14
Garage | 532 | 6
Garage | 532 | 8
Garage | 532 | 13
Garage | 532 | 14
Garage | 533 | 6
Garage | 533 | 8
Garage | 533 | 13
Garage | 533 | 14
Garage | 534 | 6
Garage | 534 | 8
Garage | 534 | 13
Garage | 534 | 14
Garage | 535 | 6
Garage | 535 | 8
Garage | 535 | 13
Garage | 535 | 14
Garage | 536 | 6
Garage | 536 | 8
Garage | 536 | 13
Garage | 536 | 14
Garage | 538 | 6
Garage | 538 | 8
Garage | 538 | 13
Garage | 538 | 14
Garage | 539 | 6
Garage | 539 | 8
Garage | 539 | 13
Garage | 539 | 14
Garage | 540 | 6
Garage | 540 | 8
Garage | 540 | 13
Garage | 540 | 14
Garage | 541 | 5
Garage | 543 | 6
Garage | 543 | 8
Garage | 543 | 13
Garage | 543 | 14
Garage | 544 | 6
Garage | 544 | 8
Garage | 544 | 13
Garage | 544 | 14
Garage | 545 | 6
Garage | 545 | 8
Garage | 545 | 13
Garage | 545 | 14
Garage | 546 | 6
Garage | 546 | 8
Garage | 546 | 13
Garage | 546 | 14
Garage | 547 | 6
Garage | 547 | 8
Garage | 547 | 13
Garage | 547 | 14
Garage | 548 | 6
Garage | 548 | 8
Garage | 548 | 13
Garage | 548 | 14
Garage | 550 | 6
Garage | 550 | 8
Garage | 550 | 13
Garage | 550 | 14
Garage | 551 | 6
Garage | 551 | 8
Garage | 551 | 13
Garage | 551 | 14
Garage | 552 | 6
Garage | 552 | 8
Garage | 552 | 13
Garage | 552 | 14
Garage | 553 | 6
Garage | 553 | 8
Garage | 553 | 13
Garage | 553 | 14
Garage | 554 | 6
Garage | 554 | 8
Garage | 554 | 13
Garage | 554 | 14
Garage | 555 | 6
Garage | 555 | 8
Garage | 555 | 13
Garage | 555 | 14
Garage | 557 | 6
Garage | 557 | 8
Garage | 557 | 13
Garage | 557 | 14
Garage | 558 | 6
Garage | 558 | 8
Garage | 558 | 13
Garage | 558 | 14
Garage | 559 | 6
Garage | 559 | 8
Garage | 559 | 13
Garage | 559 | 14
Garage | 560 | 6
Garage | 560 | 8
Garage | 560 | 13
Garage | 560 | 14
Garage | 561 | 6
Garage | 561 | 8
Garage | 561 | 13
Garage | 561 | 14
Garage | 562 | 6
Garage | 562 | 8
Garage | 562 | 13
Garage | 562 | 14
Garage | 565 | 6
Garage | 565 | 8
Garage | 565 | 13
Garage | 565 | 14
Garage | 566 | 6
Garage | 566 | 8
Garage | 566 | 13
Garage | 566 | 14
Garage | 567 | 6
Garage | 567 | 8
Garage | 567 | 13
Garage | 567 | 14
Garage | 568 | 6
Garage | 568 | 8
Garage | 568 | 13
Garage | 568 | 14
Garage | 569 | 6
Garage | 569 | 8
Garage | 569 | 13
Garage | 569 | 14
Garage | 570 | 6
Garage | 570 | 8
Garage | 570 | 13
Garage | 570 | 14
Garage | 571 | 6
Garage | 571 | 8
Garage | 571 | 13
Garage | 571 | 14
Garage | 572 | 6
Garage | 572 | 8
Garage | 572 | 13
Garage | 572 | 14
Garage | 573 | 6
Garage | 573 | 8
Garage | 573 | 13
Garage | 573 | 14
Garage | 574 | 6
Garage | 574 | 8
Garage | 574 | 13
Garage | 574 | 14
Garage | 575 | 6
Garage | 575 | 8
Garage | 575 | 13
Garage | 575 | 14
Garage | 576 | 6
Garage | 576 | 8
Garage | 576 | 13
Garage | 576 | 14
Garage | 577 | 6
Garage | 577 | 8
Garage | 577 | 13
Garage | 577 | 14
Garage | 578 | 6
Garage | 578 | 8
Garage | 578 | 13
Garage | 578 | 14
Garage | 580 | 6
Garage | 580 | 8
Garage | 580 | 13
Garage | 580 | 14
Garage | 581 | 6
Garage | 581 | 8
Garage | 581 | 13
Garage | 581 | 14
Garage | 582 | 6
Garage | 582 | 8
Garage | 582 | 13
Garage | 582 | 14
Garage | 583 | 6
Garage | 583 | 8
Garage | 583 | 13
Garage | 583 | 14
Garage | 584 | 6
Garage | 584 | 8
Garage | 584 | 13
Garage | 584 | 14
Garage | 585 | 6
Garage | 585 | 8
Garage | 585 | 13
Garage | 585 | 14
Garage | 586 | 6
Garage | 586 | 8
Garage | 586 | 13
Garage | 586 | 14
Garage | 588 | 6
Garage | 588 | 8
Garage | 588 | 13
Garage | 588 | 14
Garage | 589 | 6
Garage | 589 | 8
Garage | 589 | 13
Garage | 589 | 14
Garage | 590 | 6
Garage | 590 | 8
Garage | 590 | 13
Garage | 590 | 14
Garage | 592 | 6
Garage | 592 | 8
Garage | 592 | 13
Garage | 592 | 14
Garage | 593 | 6
Garage | 593 | 8
Garage | 593 | 13
Garage | 593 | 14
Garage | 594 | 6
Garage | 594 | 8
Garage | 594 | 13
Garage | 594 | 14
Garage | 596 | 6
Garage | 596 | 8
Garage | 596 | 13
Garage | 596 | 14
User-Defined | 7 | 1
User-Defined | 7 | 4
User-Defined | 7 | 5
User-Defined | 7 | 7
User-Defined | 7 | 9
User-Defined | 7 | 14
User-Defined | 7 | 15
User-Defined | 8 | 1
User-Defined | 8 | 4
User-Defined | 8 | 5
User-Defined | 8 | 7
User-Defined | 8 | 9
User-Defined | 8 | 14
User-Defined | 8 | 15
User-Defined | 9 | 1
User-Defined | 9 | 4
User-Defined | 9 | 5
User-Defined | 9 | 7
User-Defined | 9 | 9
User-Defined | 9 | 14
User-Defined | 9 | 15
User-Defined | 11 | 1
User-Defined | 11 | 4
User-Defined | 11 | 5
User-Defined | 11 | 7
User-Defined | 11 | 9
User-Defined | 11 | 14
User-Defined | 11 | 15
User-Defined | 12 | 1
User-Defined | 12 | 4
User-Defined | 12 | 5
User-Defined | 12 | 7
User-Defined | 12 | 9
User-Defined | 12 | 14
User-Defined | 12 | 15
User-Defined | 13 | 1
User-Defined | 13 | 4
User-Defined | 13 | 5
User-Defined | 13 | 7
User-Defined | 13 | 9
User-Defined | 13 | 14
User-Defined | 13 | 15
User-Defined | 15 | 1
User-Defined | 15 | 4
User-Defined | 15 | 5
User-Defined | 15 | 7
User-Defined | 15 | 9
User-Defined | 15 | 14
User-Defined | 15 | 15
User-Defined | 16 | 1
User-Defined | 16 | 4
User-Defined | 16 | 5
User-Defined | 16 | 7
User-Defined | 16 | 9
User-Defined | 16 | 14
User-Defined | 16 | 15
User-Defined | 17 | 1
User-Defined | 17 | 4
User-Defined | 17 | 5
User-Defined | 17 | 7
User-Defined | 17 | 9
User-Defined | 17 | 14
User-Defined | 17 | 15
User-Defined | 19 | 1
User-Defined | 19 | 3
User-Defined | 19 | 4
User-Defined | 19 | 5
User-Defined | 19 | 7
User-Defined | 19 | 9
User-Defined | 19 | 14
User-Defined | 19 | 15
User-Defined | 20 | 1
User-Defined | 20 | 3
User-Defined | 20 | 4
User-Defined | 20 | 5
User-Defined | 20 | 7
User-Defined | 20 | 9
User-Defined | 20 | 14
User-Defined | 20 | 15
User-Defined | 21 | 1
User-Defined | 21 | 3
User-Defined | 21 | 4
User-Defined | 21 | 5
User-Defined | 21 | 7
User-Defined | 21 | 9
User-Defined | 21 | 14
User-Defined | 21 | 15
User-Defined | 23 | 2
User-Defined | 23 | 3
User-Defined | 23 | 4
User-Defined | 23 | 5
User-Defined | 23 | 6
User-Defined | 23 | 7
User-Defined | 23 | 9
User-Defined | 23 | 12
User-Defined | 23 | 13
User-Defined | 23 | 14
User-Defined | 23 | 15
User-Defined | 24 | 2
User-Defined | 24 | 3
User-Defined | 24 | 4
User-Defined | 24 | 5
User-Defined | 24 | 6
User-Defined | 24 | 7
User-Defined | 24 | 9
User-Defined | 24 | 12
User-Defined | 24 | 13
User-Defined | 24 | 14
User-Defined | 24 | 15
User-Defined | 25 | 2
User-Defined | 25 | 3
User-Defined | 25 | 4
User-Defined | 25 | 5
User-Defined | 25 | 6
User-Defined | 25 | 7
User-Defined | 25 | 9
User-Defined | 25 | 12
User-Defined | 25 | 13
User-Defined | 25 | 14
User-Defined | 25 | 15
User-Defined | 26 | 2
User-Defined | 26 | 3
User-Defined | 26 | 4
User-Defined | 26 | 5
User-Defined | 26 | 6
User-Defined | 26 | 7
User-Defined | 26 | 9
User-Defined | 26 | 12
User-Defined | 26 | 13
User-Defined | 26 | 14
User-Defined | 26 | 15
User-Defined | 27 | 2
User-Defined | 27 | 3
User-Defined | 27 | 4
User-Defined | 27 | 5
User-Defined | 27 | 6
User-Defined | 27 | 7
User-Defined | 27 | 9
User-Defined | 27 | 12
User-Defined | 27 | 13
User-Defined | 27 | 14
User-Defined | 27 | 15
Populate Range Addresses
© His Majesty the king in Right of Canada, as represented by the Minister of Natural Resources, 2025 © Sa Majesté le Roi du chef du Canada, représentée par le ministre de Ressources naturelles, 2025
Note on A1: **ABOUT THIS SHEET** When to use this button? Before using this workbook for the first time When a new cell with an orange background for user entries is added. Clock to button to add the new cell to this sheet. Please click the button below once. Before clicking the buttons, + Please make sure the language of the workbook is English, before clicking the button. + Clear the scenario names in the Scenario sheet. I.e. make the name of all scenarios equal to the blank scenario name, “Name of Scenario Here” This sheet stores the address of all cells that are inputted by users. When users save a scenario, the value of those cells are stored in this sheet. The purpose of the button in this sheet is to list the address of all cells whose value should be stored while saving a scenario.

## Glossary
April 2026 | GLOSSARY OF TERMS
| Abbreviated Term | Full Term | Description
| Assemblies | Building envelope assemblies | Assembly of building materials to form a wall, floor or roof unit. Can be prefabricated or site-built. May or may not include vapor, air, and water barriers.
| BfCA | Builders for Climate Action | A non-profit division of the Endeavour Centre and the developers of this tool.
| Carbon Storage or CO2e Storage | Biogenic carbon dioxide equivalent storage | The amount of uptake of the element carbon (C) from the atmosphere during a biological process, such as photosynthesis. Each mole of carbon (molar mass = 12) can be equated to one mole of carbon dioxide (molar mass = 44) removed from the atmosphere for the purpose of carbon accounting. Thus 1 carbon element contained in biomass represents 44/12, (approximately 3.67) molecules of biogenic CO2 sequestered from the atmosphere. The transformation of biomass (and its embodied “biogenic” carbon) into products represents in effect a removal of CO2, via its continued storage in the product over a period of time. These are counted as negative emissions.
| CLT | Cross-Laminated Timber
| CMU | Concrete Masonry Unit
| CO2e Emissions or "Carbon" | Carbon dioxide equivalent emissions | "Carbon", shorthand for carbon dioxide equivalent emissions, is the standard for measuring GWP attributed to a person, object, process or system with defined boundaries. In general, the term "carbon" may reference material carbon emissions, operational carbon emissions, or the sum of both. The unit is kilograms of CO2 equivalent by total mass or mass per unit (e.g. kg CO2e/m2). For any amount of any greenhouse gas in the atmosphere, it is the amount of CO2 which would warm the Earth as much as the amount of that particular gas. The GWP for CO2 is 1, since it is the baseline reference. For example, the GWP20 of HFC-23 gas is 12,000 kg CO2e, meaning 1 kg of HFC-23 in the atmosphere for 20 years has the same GWP as 12,000 kg of carbon dioxide gas. In this calculator the cradle-to-gate carbon attributed to the building or project is reported as a total and by unit floor area.
| Cob |  | A traditional building material composed of clay-based soil, sand, and chopped straw. Cob walls are a vapour-open, monolithic, structural assembly, usually plastered on both sides with clay or lime plaster.
| Cradle-to-Gate | EPD phases A1-A3 | Essentially the manufacturing phase, the cradle-to-gate lifecycle phases of a product or material include resource extraction/collection, transportation of materials to be processed, processing/manufacturing and packaging.
| CRMCA | Canadian Ready-Mixed Concrete Association
| DLT | Dowel Laminated Timber
| EC3 | Embodied Carbon in Construction Calculator | An online carbon calculator tool from Building Transparency, developed by C-Change Labs. EC3 is used for counting and comparing embodied carbon of building materials with available EPDs.
| Energy Consumption | Operational energy consumption | The quantity of energy consumed annually (kW·h/yr) to operate the building over a given time period, usually a year. Operational energy typically includes, but is not limited to, heating, cooling, refrigeration, hot water, ventilation lighting, mechanical equipment and electronics. Often non-electric energy consumption is expressed as a mass or volume of fuel (e.g. wood, natural gas, propane, etc.) required to provide the energy consumed in that period.
| EPD | Environmental Product Declaration | A transparent, independently verified delaration that quantifies the environmental impacts of the life cycle of a product to enable comparisons between products fulfilling the same function. The EPD methodology is based on the Life Cycle Assessment (LCA) tool that follows International Organization for Standardization (ISO) standards and product category rules (PCRs). This calculator uses the GWP values for phases A1-A3 from EPDs unless otherwise specified.
| FA | Fly Ash | A byproduct of coal-fired power production. It is used as a Supplementary Cementitious Material (SCM) to replace cement content in concrete production.
| FSC | Forest Stewardship Council | FSC is an international non-profit, multistakeholder organization that has developed rigorous procedures and global standards for voluntary forest certification systems established for forests and forest products.
| GHG | Greenhouse Gas (Emissions) | Gases responsible for radiative forcing that traps heat in the atmosphere causing increased global temperatures. Units: kg CO2e
| GLT or Glulam | Glue Laminated Timber
| GU | General Use cement type
| GWP | Global Warming Potential | The impact of GHGs attributed to a material, process or system measured in units of kg of CO2e. (See Carbon dioxide equivalent)
| Hempcrete |  | A building material made with lime (CaO), water and hemp hurd. Hempcrete performs as a vapour-open, insulative-dominant material, with thermal mass properties. Performance and properties change with density and binder formulations. It can be used as infill insulation in walls, floors and roofs, or pre-formed into panels or blocks.
| HFC | Hydroflurocarbons
| HFO | Hydrofluoroolefins
| ICE | Inventory of Carbon and Energy | Database of embodied energy and carbon of building materials from the University of Bath (UK), Sustainable Energy Research Team. (https://www.bath.ac.uk/teams/sustainable-energy-research-team/)
| ICF | Insulated Concrete Forms
| ISO | International Organization for Standardization | An international standard-setting body composed of representatives from various national standards organizations
| kW·h | Kilowatt-hours | A metric system unit – power (kJ/s) multiplied by time (hours) – used to measure electrical energy consumption.
| LCA | Life Cycle Assessment | Also known as life-cycle analysis, it is a methodology for assessing environmental impacts associated with all the stages of the life-cycle of a product, process, or service. For instance, in the case of a manufactured product, environmental impacts are assessed from raw material extraction and processing (cradle), through the product's manufacturing (gate), distribution and use, and recycling or final disposal of the materials (grave).
| Long Cycle | Carbon Storage Long Cycle | Long cycle carbon storage comes from plants that have long (10 or more years) growth cycles, most commonly in products that use timber feedstocks. The longer growth cycle for timber and the complexities of measuring carbon flows in forest ecosystems can result in high levels of uncertainty in the storage of carbon from long growth cycle plants such as trees in buildings. Standard life cycle assessment (LCA) methodologies—such as ISO 21930 and EN 15804—offer guidance on quantifying biogenic carbon storage in forest products but do not fully address several key uncertainties, including emissions from disturbed soils, decomposition of roots and residues, loss of sequestration from harvested trees, and delayed carbon uptake by new plantings. Users should not include long cycle carbon storage unless the specified wood product meets at least one of the following criteria: recycled or reused wood; wood sourced from forest thinning, windfall, beetle kill or other "harvests of necessity"; or wood certified by an organization that explicitly addresses carbon flows. | Archived 2026
| LSL | Laminated Strand Lumber
| LVL | Laminated Veneer Lumber
| MCE | Material Carbon Emissions | MCE is sometimes referred to informally as embodied carbon. MCEs differ from embodied carbon in that MCEs include the emissions only from the product manufacturing stages (A1 to A3) of the building lifecycle (with a few exceptions), while embodied carbon includes all phases of the lifecycle except B6 (operational emissions) and B7 (operational water use). This Materials Carbon Emissions Estimator calculates estimated MCEs
| MgO | Magnesium Oxide
| MPa | Megapascals
| N. Gas | Natural Gas
| NZC | Net Zero Carbon | For embodied carbon, NZC means a parity has been reached of embodied carbon emissions (+) and biogenic carbon storage (-), resulting in a net zero balance of CO2e exchange with the atmosphere. For operational carbon, NZC means any carbon emissions from generating offsite energy consumed annually by the building are offset with carbon credits. Typically a NZ operating carbon building design will prioritize reducing energy consumption and produce on-site energy generation to meet all demand. Definitions and criteria will vary from these descriptions between certification systems and sources.
| Off-gassing | VOC evaporation | Volatile organic compounds (VOCs) evaporate from some building materials over time, releasing them into the indoor and/or outdoor environment, potentially causing indoor air quality and climate concerns. Off-gassing also refers to the gases that release from some insulation types which use high GHG blowing-agents that leak from the cells during use.
| Operational Carbon | Operational carbon emissions | Also known as operating carbon, carbon emissions, or simply emissions or carbon, terms that may implicitly exclude embodied carbon. Operation carbon is the mass quantity of CO2e emitted to generate (and sometimes transport) the operational energy consumed in the operation of the building. (see Energy Consumption)
| PSL | Parallel Strand Lumber
| RSI | Thermal Resistance per area in SI units | A measure per unit area of resistance to heat flow through a material or assembly of materials in metric/SI units (m2·K/W or m2·°C/W).
| R-Value | Thermal Resistance in U.S./imperial units | A measure per unit area of resistance to heat flow through a material or assembly of materials in I-P units (ft2·°F·h/BTU) in the U.S. and Canada, where I-P stands for Inches and Pounds. R-Value is often communicated as R-value per inch of material thickness, or R per inch.
| Short Cycle | Carbon Storage Short Cycle | Short-cycle carbon storage accounts for carbon stored in waste-stream feedstocks, agricultural and forestry by-products and purpose grown crops with a growth cycle of less than 10 years. | Archived 2026
| SL | Slag | A glass-like byproduct of smelting or refining ore. It is used as a Supplementary Cementitious Material (SCM) to replace cement content in concrete production.
| SPF | Spruce, Pine, Fir | A group of similar tree species predominantly used for softwood lumber products in various regions of North America, particularly in the East of the continent.
| SPFA | Spray Polyurethane Foam Association
| t | tonne or metric tonne | One metric tonne, abbrebiated to 't', is a unit equivalent to 1000 kg. This is distinct from US Tons, Short Tons, etc.
| W Section | Structural steel wide flange I-beam | W-sections form a category of steel beam section profiles with a wide flanged I shape.
| Cradle-to-grave | EPD phases A, B, and C | Includes the full life cycle from extraction of raw materials from the Earth (the cradle, phase A1 – raw material supply) to the end of the end-of-life process (the grave, phase C4 – disposal). Does not include phase D – benefits and loads beyond the lifecycle (e.g. recycling).
| EC | Embodied Carbon | The lifecycle carbon emissions of the building materials. Includes emissions from all lifecycle phases of the building except for B6 (operational emissions) and B7 (operational water use).
© His Majesty the King in Right of Canada, as represented by the Minister of Natural Resources, 2025
© Sa Majesté le Roi du chef du Canada, représentée par le ministre de Ressources naturelles, 2025

## Glossaire (hidden)
April 2026 | GLOSSAIRE
| Sigle ou abréviation | Terme en entier | Description
| ACV | Analyse du cycle de vie | Également connu sous le nom d’analyse du cycle de vie, il s’agit d’une méthodologie permettant d’évaluer les impacts environnementaux associés à toutes les étapes du cycle de vie d’un produit, d’un processus ou d’un service. Par exemple, dans le cas d’un produit manufacturé, les impacts environnementaux sont évalués depuis l’extraction et le traitement des matières premières (berceau), en passant par la fabrication du produit (porte), la distribution et l’utilisation, et le recyclage ou l’élimination des matériaux (tombe).
| AMPP | Association de la mousse de polyuréthane pulvérisée
| ANBP | Association nationale du béton prémélangé
| BCP | Bois à copeaux parallèles
| BfCA | Builders for Climate Action | Une division à but non lucratif de l’Endeavour Centre et des développeurs de cet outil.
| BLC | Bois lamellé-croisé
| BLC | Bois lamellé-collé
| BLCG | Bois lamellé-collé à goujon
| BLCL | Bois de longs copeaux lamellés
| BPS | Bois en placage stratifié
| Brique de chanvre |  | Un matériau de construction fait de chaux (CaO), d’eau et de chanvre. La brique de chanvre se comporte comme un matériau ouvert à la vapeur, à dominante isolante, avec des propriétés de masse thermique. Les performances et les propriétés changent en fonction de la densité et de la formulation des liants. Il peut être utilisé comme isolant de remplissage dans les murs, les planchers et les toits, ou préformé en panneaux ou en blocs.
| Carbone intrinsèque | Phases A1-A3 de la DEP | Essentiellement la phase de production, de l’extraction des matières premières à la fabrication, d’un produit ou d’un matériau comprennent l’extraction/collecte des ressources, le transport des matériaux à traiter, la transformation/fabrication et le conditionnement.
| Carbone opérationnel | Émissions de carbone opérationnel | Également connu sous le nom d’émissions de carbone ou simplement d’émissions ou de carbone, des termes qui peuvent implicitement exclure le carbone incorporé. Le carbone d’exploitation est la quantité massique de CO2 émise pour générer (et parfois transporter) l’énergie d’exploitation consommée pour le fonctionnement du bâtiment. (voir la consommation d’énergie)
| CBI | Coffrage à béton isolé
| CCIC | Calculateur de carbone incorporé dans la construction | Un outil de calcul du carbone en ligne de Building Transparency, développé par C-Change Labs. Le CCIC est utilisé pour compter et comparer le carbone incorporé des matériaux de construction avec les DEP disponibles.
| CNZ | Carbone net zéro | Pour le carbone incorporé, NZC signifie qu’une parité a été atteinte entre les émissions de carbone incorporé (+) et le stockage de carbone biogénique (– ), ce qui se traduit par un solde net nul d’échange de CO2 avec l’atmosphère. Pour le carbone opérationnel, le CNZ signifie que toute émission de carbone provenant de la production d’énergie hors site consommée annuellement par le bâtiment est compensée par des crédits carbone. En général, la conception d’un bâtiment carboneutre donne la priorité à la réduction de la consommation d’énergie et à la production d’énergie sur place pour répondre à toute la demande. Les définitions et les critères varieront de ces descriptions entre les systèmes et les sources de certification.
| Consommation d’énergie | La consommation d’énergie opérationnelle | La quantité d’énergie consommée annuellement (kW-h/an) pour faire fonctionner le bâtiment sur une période donnée, généralement un an. L’énergie opérationnelle comprend généralement, mais pas exclusivement, le chauffage, le refroidissement, la réfrigération, l’eau chaude, la ventilation, l’éclairage, les équipements mécaniques et l’électronique. Souvent, la consommation d’énergie non électrique est exprimée en masse ou en volume de combustible (par exemple, bois, gaz naturel, propane, etc.) nécessaire pour fournir l’énergie consommée pendant cette période.
| CTU | Type de ciment tout usage
| CV | Cendres volantes | Un sous-produit de la production d’électricité à partir du charbon. Il est utilisé comme matériau cimentaire supplémentaire (MCS) pour remplacer le ciment dans la production de béton.
| Cycle court | Stockage de carbone cycle court | Le stockage de carbone à cycle court concerne le carbone stocké dans les sous-produits et déchets issus de la biomasse agricole et forestière ainsi que les cultures à cycle de croissance inférieur à 10 ans. | Archived 2026
| Cycle long | Stockage de carbone cycle long | Le stockage de carbone à long cycle provient de plantes ayant des cycles de croissance longs (10 ans ou plus), le plus souvent dans des produits issus de matières premières ligneuses. La durée de croissance plus longue du bois, ainsi que la complexité de la mesure des flux de carbone dans les écosystèmes forestiers, peuvent entraîner un niveau élevé d’incertitude quant au stockage de carbone provenant de plantes à long cycle de croissance, comme les arbres utilisés dans les bâtiments. Les méthodologies d'analyse du cycle de vie standard (ACV) — telles que l’ISO 21930 et l’EN 15804 — offrent des directives sur la quantification du carbone biogénique stocké dans les produits forestiers mais n’abordent pas complètement certaines incertitudes clefs, notamment les émissions provenant des sols perturbés, la décomposition des racines et des résidus, la perte de séquestration des arbres coupés et la captation différée du carbone par les nouvelles plantations. Il ne faut inclure le stockage du carbone du cycle long que si le produit en bois spécifié satisfait à au moins un des critères suivants : bois recyclé ou réemployé ; bois provenant de l’éclaircie forestière, de chablis, d’arbres tués par coléoptère ou autres « coupe d’urgence » ; ou bois certifié par un organisme qui tient explicitement compte des flux de carbone. | Archived 2026
| Dégagement gazeux | Évaporation de COV | Les composés organiques volatils (COV) s’évaporent de certains matériaux de construction au fil du temps, les libérant dans l’environnement intérieur et/ou extérieur, ce qui peut poser des problèmes de qualité de l’air intérieur et de climat. Le dégagement gazeux fait également référence aux gaz qui se dégagent de certains types d’isolation utilisant des agents gonflants à forte teneur en GES et qui s’échappent des cellules pendant l’utilisation.
| DEP | Déclaration environnementale de produit | Une déclaration transparente, vérifiée de manière indépendante, qui quantifie les impacts environnementaux du cycle de vie d’un produit afin de permettre des comparaisons entre des produits remplissant la même fonction. La méthodologie EPD est basée sur l’outil d’analyse du cycle de vie (ACV) qui suit les normes de l’Organisation internationale de normalisation (ISO) et les règles des catégories de produits (RCP; ce calculateur utilise les valeurs de PRP pour les phases A1-A3 des DEP, sauf indication contraire.
| ECM | Émissions de carbone des matériaux | Les émissions de carbone des matériaux (ECM) sont parfois appelé de manière informelle le carbone intrinsèque. Les ECM diffèrent du carbone intrinsèque en ce sens que les ECM ne comprennent les émissions que des étapes de fabrication du produit (A1 à A3) du cycle de vie du bâtiment (à quelques exceptions près), tandis que le carbone intrinsèque comprend toutes les phases du cycle de vie, à l'exception de B6 (émissions opérationnelles) et B7 (utilisation opérationnelle de l'eau). Cet estimateur d'émissions de carbone des matériaux calcule les EMC estimés
| EMB | Élément de maçonnerie en béton
| Émissions de CO2e ou de « carbone » | Émissions d’équivalent dioxyde de carbone | « Carbone », abréviation d’émissions équivalentes de dioxyde de carbone, est la norme de mesure du PRP attribué à une personne, un objet, un processus ou un système aux limites définies. En général, le terme « carbone » peut faire référence aux émissions de carbone matérielles, aux émissions de carbone opérationnelles, ou à la somme des deux. L’unité est le kilogramme d’équivalent CO2 par masse totale ou masse par unité (par exemple, kg CO2 e/m2). Pour toute quantité de gaz à effet de serre dans l’atmosphère, c’est la quantité de CO2 qui réchaufferait la Terre autant que la quantité de ce gaz particulier. Le PRP du CO2 est de 1, puisqu’il s’agit de la référence de base. Par exemple, le PRP20 du gaz HFC-23 est de 12 000 kg CO2e, ce qui signifie que 1 kg de HFC-23 dans l’atmosphère pendant 20 ans a le même PRGPque 12 000 kg de gaz carbonique. Dans ce calculateur, le carbone du berceau à la porte attribué au bâtiment ou au projet est indiqué en tant que total et par unité de surface.
| Ensemble | L’ensemble de l’enveloppe du bâtiment | Plusieurs matériaux de construction utilisés ensemble pour former une paroi, un plancher ou un toit. Peut être préfabriqué ou construit sur place. Peut ou non inclure des barrières de vapeur, d’air ou d’eau.
| EPS | Épicéa, pin, sapin | Un groupe d’espèces d’arbres similaires utilisées principalement pour les produits de bois d’œuvre résineux dans diverses régions d’Amérique du Nord, en particulier dans l’Est du continent.
| FSC | Forest Stewardship Council | Le FSC est une organisation internationale à but non lucratif et multipartite qui a développé des procédures rigoureuses et des normes mondiales pour les systèmes de certification forestière volontaire établis pour les forêts et les produits forestiers.
| GES | Gaz à effet de serre (émissions) | Gaz responsables du forçage radiatif qui piège la chaleur dans l’atmosphère et provoque une augmentation des températures mondiales. Unités : kg de CO2e
| GN | Gaz naturel
| HFC | Hydroflurocarbones
| HFO | Hydrofluoroléfine
| ICE | Inventaire du carbone et de l’énergie | Base de données sur l’énergie intrinsèque et le carbone des matériaux de construction de l’équipe de recherche sur l’énergie durable de l’université de Bath (Royaume-Uni). (https://www.bath.ac.uk/teams/sustainable-energy-research-team/)
| ISO | Organisation internationale de normalisation | Organisme international de normalisation composé de représentants de divers organismes nationaux de normalisation.
| kW·h | Kilowattheure | Unité du système métrique – puissance (kJ/s) multipliée par le temps (heures) – utilisée pour mesurer la consommation d’énergie électrique.
| MF | Mâchefer | Un sous-produit semblable à du verre provenant de la fonte ou de l’affinage du minerai. Il est utilisé comme matériau cimentaire supplémentaire (MCS) pour remplacer le ciment dans la production de béton.
| MPa | Megapascals
| OM | Oxyde de magnésium
| PRP | Potentiel de réchauffement de la planète | L’impact des GES attribué à un matériau, un processus ou un système, mesuré en unités de kg de CO2e. (Voir Équivalent en dioxyde de carbone)
| RTS | Résistance thermique par surface en unités SI. | Mesure par unité de surface de la résistance au flux de chaleur à travers un matériau ou un assemblage de matériaux en unités métriques/SI (m2·K/W ou m2·°C/W).
| Section W | Poutre en I à ailes larges en acier de construction | Les profilés W forment une catégorie de profilés de poutre en acier avec une forme en I à large rebord.
| Stockage de carbone ou stockage de CO2e | Stockage d’équivalent dioxyde de carbone biogénique | La quantité d’absorption de l’élément carbone (C) de l’atmosphère au cours d’un processus biologique, tel que la photosynthèse. Chaque mole de carbone (masse molaire = 12) peut être assimilée à une mole de dioxyde de carbone (masse molaire = 44) retirée de l’atmosphère aux fins de la comptabilisation du carbone. Ainsi, un élément de carbone contenu dans la biomasse représente 44/12, (environ 3,67) molécules de CO2 biogénique séquestré de l’atmosphère. La transformation de la biomasse (et de son carbone « biogénique » incorporé) en produits représente en fait une élimination du CO2, par le biais de son stockage continu dans le produit pendant un certain temps. Ces émissions sont comptabilisées comme des émissions négatives.
| t | tonne ou tonne métrique | Une tonne métrique équivaut à 1000 kg. Il s’agit d’une différence par rapport aux tonnes américaines, aux tonnes courtes, etc.
| Torchis |  | Un matériau de construction traditionnel composé de terre argileuse, de sable et de paille hachée. Les murs en torchis sont un assemblage structurel monolithique ouvert à la vapeur, généralement enduit sur les deux faces d’un plâtre d’argile ou de chaux.
| Valeur R | Résistance thermique en unités étasunienne/impériales | Mesure par unité de surface de la résistance au flux de chaleur à travers un matériau ou un assemblage de matériaux en unités I-P (pi2– °F-h/BTU) aux États-Unis et au Canada, où I-P signifie Pouce (inches) et Livre (pound). La valeur R est souvent communiquée comme valeur R par pouce d’épaisseur du matériau, ou R par pouce.
| du berceau à la tombe | Phases A, B et C de la DEP | Comprend le cycle de vie complet depuis l'extraction des matières premières de la Terre (le berceau, phase A1 - approvisionnement en matières premières) jusqu'à la fin du processus de fin de vie (la tombe, phase C4 - élimination). Ne comprend pas la phase D - avantages et charges au-delà du cycle de vie (par exemple, le recyclage).
| CI | Carbone intrinsèque | Les émissions de carbone du cycle de vie des matériaux de construction. Comprend les émissions de toutes les phases du cycle de vie du bâtiment, à l'exception de B6 (émissions opérationnelles) et B7 (utilisation opérationnelle de l'eau).
© His Majesty the king in Right of Canada, as represented by the Minister of Natural Resources, 2025
© Sa Majesté le Roi du chef du Canada, représentée par le ministre de Ressources naturelles, 2025

## Energy GHG
|  | Province | GHG Factor Electricity | GHG Factor Natural Gas | GHG Factor Oil | GHG Factor Propane | GHG Factor Wood
|  | Newfoundland and Labrador | 23 | 1929.311 | 2760 | 1550 | 360
|  | Prince Edward Island | 306 | 1929.311 | 2760 | 1550 | 360
|  | Nova Scotia | 718 | 1929.311 | 2760 | 1550 | 360
|  | New Brunswick | 306 | 1929.311 | 2760 | 1550 | 360
|  | Quebec | 1.78 | 1936.311 | 2760 | 1550 | 360
|  | Ontario | 33.2 | 1931.311 | 2760 | 1550 | 360
|  | Manitoba | 1.54 | 1925.311 | 2760 | 1550 | 360
|  | Saskatchewan | 692 | 1930.311 | 2760 | 1550 | 360
|  | Alberta | 584 | 1972.311 | 2760 | 1550 | 360
|  | British Columbia | 16.4 | 1976.311 | 2760 | 1550 | 360
|  | Yukon | 92 | 1976.311 | 2760 | 1550 | 360
|  | Northwest Territories | 180 | 1976.311 | 2760 | 1550 | 360
|  | Nunavut | 842 | 1976.311 | 2760 | 1550 | 360
Override Province
Override Value
Information Source
GHG Calculations Results
Fuel consumption from h2k file |  | Province | Electricity | Natural Gas | Oil | Propane | Wood | Total
Electricity_kWh | 0 | Newfoundland and Labrador | 0 | 0 | 0 | 0 | 0 | 0
Natural Gas_m3 | 0 | Prince Edward Island | 0 | 0 | 0 | 0 | 0 | 0
Oil_Litres | 0 | Nova Scotia | 0 | 0 | 0 | 0 | 0 | 0
Propane_Litres | 0 | New Brunswick | 0 | 0 | 0 | 0 | 0 | 0
Wood_Kg | 0 | Quebec | 0 | 0 | 0 | 0 | 0 | 0
|  | Ontario | 0 | 0 | 0 | 0 | 0 | 0
|  | Manitoba | 0 | 0 | 0 | 0 | 0 | 0
Material Emissions | 0 | Saskatchewan | 0 | 0 | 0 | 0 | 0 | 0
|  | Alberta | 0 | 0 | 0 | 0 | 0 | 0
|  | British Columbia | 0 | 0 | 0 | 0 | 0 | 0
|  | Yukon | 0 | 0 | 0 | 0 | 0 | 0
Renewables_GJ |  | Northwest Territories | 0 | 0 | 0 | 0 | 0 | 0
|  | Nunavut | 0 | 0 | 0 | 0 | 0 | 0
Is unit in K or G? | K
|  | Saskatchewan | 0 | 0 | 0 | 0 | 0
© His Majesty the king in Right of Canada, as represented by the Minister of Natural Resources, 2025
© Sa Majesté le Roi du chef du Canada, représentée par le ministre de Ressources naturelles, 2025
Note on A34: If the values in Results sheet, H2K or NBC sheets are in K, then set the next cell to K to convert K values to G values. In calculations G values. Note: This cell is covered by a white rectangle to make this hidden from users. This is updated only by admins.
Note on B34: The value inside this cell should NOT be translated
Note on C35: Selected province In this row, the data of the selected province (or its override value) is displayed

## NBC Emissions Factors (hidden)
NBC 2025 - Proposed Change 2004
Province/ Territory | GHG Emissions Factors
| Electricity | Utility Gas (Natural Gas) |  | Heating Oil | Propane | Diesel
| (g CO2e/kWh) | (g CO2e/kWh) | (g CO2e/M3) | (g CO2e/L) | (g CO2e/L) | (g CO2e.L)
Alberta | 181.86 | 189 | 1955.2452 | 2755 | 1548 | 2690
British Columbia | 1.32 | 190 | 1965.5904 | 2755 | 1548 | 2690
Manitoba | 0 | 185 | 1913.8644 | 2755 | 1548 | 2690
New Brunswick | 77.88 | 185 | 1913.8644 | 2755 | 1548 | 2690
Newfoundland and Labrador | 11.08 | 185 | 1913.8644 | 2755 | 1548 | 2690
Northwest Territories | 6.82 | 185 | 1913.8644 | 2755 | 1548 | 2690
Nova Scotia | 161.64 | 190 | 1965.5904 | 2755 | 1548 | 2690
Nunavut | 465.16 | 190 | 1965.5904 | 2755 | 1548 | 2690
Ontario | 57.9 | 185 | 1913.8644 | 2755 | 1548 | 2690
Prince Edward Island | 80.42 | 185 | 1913.8644 | 2755 | 1548 | 2690
Quebec | 0.38 | 186 | 1924.2096 | 2755 | 1548 | 2690
Saskatchewan | 146.6 | 185 | 1913.8644 | 2755 | 1548 | 2690
Yukon | 25 | 190 | 1965.5904 | 2755 | 1548 | 2690
© His Majesty the king in Right of Canada, as represented by the Minister of Natural Resources, 2025
© Sa Majesté le Roi du chef du Canada, représentée par le ministre de Ressources naturelles, 2025

## H2K Emissions Factors (hidden)
Hot2000 v11.13 - Values
Province/ Territory | GHG Emissions Factors
| Electricity |  | Utility Gas (Natural Gas) | Heating Oil | Propane | Wood
| (g CO2e/kWh) |  | (g CO2e/M3) | (g CO2e/L) | (g CO2e/L) | (g CO2e/kg)
Alberta | 584 | 0.0019723 | 1972.311 | 2760 | 1550 | 360
British Columbia | 16.4 | 0.0019763 | 1976.311 | 2760 | 1550 | 360
Manitoba | 1.54 | 0.0019253 | 1925.311 | 2760 | 1550 | 360
New Brunswick | 306 | 0.0019293 | 1929.311 | 2760 | 1550 | 360
Newfoundland and Labrador | 23 | 0.0019293 | 1929.311 | 2760 | 1550 | 360
Northwest Territories | 180 | 0.0019763 | 1976.311 | 2760 | 1550 | 360
Nova Scotia | 718 | 0.0019293 | 1929.311 | 2760 | 1550 | 360
Nunavut | 842 | 0.0019763 | 1976.311 | 2760 | 1550 | 360
Ontario | 33.2 | 0.0019313 | 1931.311 | 2760 | 1550 | 360
Prince Edward Island | 306 | 0.0019293 | 1929.311 | 2760 | 1550 | 360
Quebec | 1.78 | 0.0019363 | 1936.311 | 2760 | 1550 | 360
Saskatchewan | 692 | 0.0019303 | 1930.311 | 2760 | 1550 | 360
Yukon | 92 | 0.0019763 | 1976.311 | 2760 | 1550 | 360
© His Majesty the king in Right of Canada, as represented by the Minister of Natural Resources, 2025
© Sa Majesté le Roi du chef du Canada, représentée par le ministre de Ressources naturelles, 2025

## Cell Sizes (hidden)
About this sheet
|  | English version |  | French version
Sheet code | Cell Value | Width | Height | Width | Height | Note | © His Majesty the king in Right of Canada, as represented by the Minister of Natural Resources, 2025
Footings & Slabs | Concrete - 25 MPa, 20% FA, GU / SRMCA / Can. Sask Avg. / |  | one_line |  | two_lines |  | © Sa Majesté le Roi du chef du Canada, représentée par le ministre de Ressources naturelles, 2025
Footings & Slabs | Concrete - 25 MPa, 30% FA, GU / SRMCA / Can. Sask Avg. / |  | one_line |  | two_lines
Footings & Slabs | Concrete - 30 MPa, 20% FA, GU / SRMCA / Can. Sask Avg. / |  | one_line |  | two_lines
Footings & Slabs | Concrete - 30 MPa, 30% FA, GU / SRMCA / Can. Sask Avg. / |  | one_line |  | two_lines
Footings & Slabs | Concrete - 35 MPa, 20% FA, GU / SRMCA / Can. Sask Avg. / |  | one_line |  | two_lines
Footings & Slabs | Concrete - 35 MPa, 30% FA, GU / SRMCA / Can. Sask Avg. / |  | one_line |  | two_lines
Footings & Slabs | Concrete - 25 MPa, GU / SRMCA / Can. Sask Avg. / |  | two_lines |  | two_lines
Footings & Slabs | Concrete - 30 MPa, GU / SRMCA / Can. Sask Avg. / |  | two_lines |  | two_lines
Footings & Slabs | Concrete - 35 MPa, GU / SRMCA / Can. Sask Avg. / |  | two_lines |  | two_lines
Footings & Slabs | Linoleum flooring / Mannington / Legato Flooring / liquid applied |  | two_lines |  | two_lines | Note: The size of this row is adjusted so it can be displayed in different zooms
Footings & Slabs | Vinyl flooring / Shaw - Patcraft / Luxury Vinyl Tile / 2 - 5 mm |  | one_line |  | two_lines
Footings & Slabs | Rebar / Nucor Corporation / Canadian sizes / 10M |  | one_line |  | two_lines
Footings & Slabs | Rebar / Nucor Corporation / Canadian sizes / 15M |  | one_line |  | two_lines
Footings & Slabs | Rebar / Nucor Corporation / Canadian sizes / 20M |  | one_line |  | two_lines
Footings & Slabs | Earthen Floor / Site made / / 3" cob, 1" clay plaster |  | one_line |  | two_lines
Footings & Slabs | XPS foam board / Owens Corning / Foamular NGX 250 / R 5/inch |  | two_lines |  | two_lines | Note: The size of this row is adjusted so it can be displayed in different zooms
Footings & Slabs | Carpet / / / Average from 150 samples in the EC3 database |  | one_line |  | two_lines
Foundation Walls | Concrete - 30 MPa, 40% FA, GU / SRMCA / Can. Sask Avg. / |  | one_line |  | two_lines
Foundation Walls | #N/A |  | one_line |  | two_lines
Foundation Walls | Concrete - 35 MPa, 40% FA, GU / SRMCA / Can. Sask Avg. / |  | one_line |  | two_lines
Foundation Walls | #N/A |  | one_line |  | two_lines
Foundation Walls | Polyiso - wall boards / Carlisle / R2+ Silver / R 6.3/inch, 20 psi |  | one_line |  | two_lines
Foundation Walls | Fiberglass batt - Foundation Wall Insulation - AVERAGE |  | one_line
Foundation Walls | Natte de fibre de verre – Isolation des murs de fondation – MOYENNE |  |  |  | two_lines | This is the French translation of the above line
Foundation Walls | Mineral wool batt - Foundation Wall Insulation - AVERAGE |  | one_line
Foundation Walls | Natte de laine minérale – Isolation des murs de fondation – MOYENNE |  |  |  | two_lines | This is the French translation of the above line
Foundation Walls | Wood fiber batt - Foundation Wall Insulation - AVERAGE |  | one_line
Foundation Walls | Natte de fibres de bois – Isolation des murs de fondation – MOYENNE |  |  |  | two_lines | This is the French translation of the above line
Foundation Walls | Hemp fiber batt / NaturFibre / Hemp Wool / R 3.7/inch |  | one_line |  | two_lines
Foundation Walls | Hempcrete - Foundation Wall Insulation - AVERAGE |  | one_line
Foundation Walls | Brique de chanvre – Isolation des murs de fondation – MOYENNE |  |  |  | two_lines | This is the French translation of the above line
Foundation Walls | Hempcrete / Cast in-situ / IsoHemp / Europe / R 2.1/inch |  | one_line |  | two_lines
Foundation Walls | MgO board 1/2" / North American MgO / MagTech Ultra / 1/2" |  | one_line |  | two_lines
Foundation Walls | Spray polyurethane foam - Closed Cell (HFO) / Huntsman Building Solutions / Heatlok HFO & Heatlok Soya HFO / |  | two_lines |  | three_lines
Foundation Walls | Fiberglass loose fill / NAIMA / Includes : CertainTeed, Inc. Saint-Gobin, Johns Manville, Knauf Insulation North America, Owens Corning / R 2.2/inch |  | three_lines |  | three_lines | Note: The size of this row is adjusted so it can be displayed in different zooms
Foundation Walls | EPS FOAM ICF R-23, 2 Sheets of 2.75" @ R4/in., 15M rebar (6" CONCRETE CORE must be added separately) |  | two_lines |  | three_lines
Foundation Walls | WOOD CHIP CEMENT ICF 12" R-22 with MINERAL WOOL INSERTS, (3 in. @ R4.2/in.), 15M REBAR |  | two_lines |  | three_lines
Foundation Walls | WOOD CHIP CEMENT ICF 14" R-28 with MINERAL WOOL INSERTS (5 in. @ R4.2/in.), 15M REBAR |  | two_lines |  | three_lines
Foundation Walls | WOOD CHIP CEMENT ICF 12" R-21 with CORK BOARD INSERTS (3 in. @ R4/in.), 15M REBAR |  | two_lines |  | three_lines
Foundation Walls | WOOD CHIP CEMENT ICF 14" R-27 with CORK BOARD INSERTS (5 in. @ R4/in.), 15M REBAR |  | two_lines |  | three_lines
Foundation Walls | Steel studs - Non-loadbearing / ClarkDietrich / / 362-S-125-18, 20EQ gauge, "2x4" |  | five_lines |  | six_lines
Ext. Walls | Mineral wool board / Rockwool / Comfortboard 80 / R 4.2-inch |  | one_line |  | two_lines
Ext. Walls | Mineral wool board / Rockwool / Comfortboard 110 / R 4.0-inch |  | one_line |  | two_lines
Ext. Walls | Gypsum panels - glass mat / USG / Securock ExoAir 430 / 1/2" |  | one_line |  | two_lines
Ext. Walls | Wood fiber board / Steico / STEICOprotect M dry, STEICOroof dry, STEICOspecial dry, STEICOtop / R 3.6-inch, 140 kg/m3 |  | two_lines |  | three_lines
Ext. Walls | Mineral wool batt / Rockwool / ComfortBatt R-23 / R 4.2-inch |  | one_line |  | two_lines
Ext. Walls | Wood fiber board / GUTEX / Multi-Therm / R 3.6/inch, 40-200 mm |  | one_line |  | two_lines
Ext. Walls | OSB sheathing / Canadian Wood Council -Eastern / / 1/2" |  | one_line |  | two_lines
Ext. Walls | OSB sheathing / Canadian Wood Council -Eastern / / 5/8" |  | one_line |  | two_lines
Party Walls | Bamboo plywood / Smith & Fong / Plyboo / 1/2" (12.7 mm) |  | one_line |  | two_lines
Party Walls | Fiberglass loose fill / Johns Manville / Climate Pro, Attic Protector, JM Spider PLUS (Canada) / R 2.8/inch, Formaldehyde-free |  | three_lines |  | three_lines | Note: The size of this row is adjusted so it can be displayed in different zooms
Party Walls | EPS foam board with graphite / BASF / Neopor F 5200 & F 5300 Plus BMB / R 4.7/inch, Type II, 15 psi (Type 2, 110 kPa) |  | two_lines |  | three_lines
Party Walls | Wood fiber board / North American Fiberboard Association / Includes: MSL, Blue Ridge Fiberboard Inc. / R 2.7/inch |  | two_lines |  | three_lines
Party Walls | Plywood / Roseburg / Hardwood plywood. Includes: walnut, alder, cherry, mahogany, oak, birch, maple faces / 3/4" |  | two_lines |  | three_lines
Cladding | Metal Panels - Steel / Metal Construction Assn. / 24 gauge |  | one_line |  | two_lines
Cladding | Metal Panels - Steel / ArcelorMittal / XCarb RRP / 24 gauge |  | one_line |  | two_lines
Cladding | Brick, Clay / Interstate / Avg Face Brick / 3-5/8" x 2-3/4" x 7-5/8" (92 x 70 x 194 mm) incl. 3/8" mortar |  | two_lines |  | four_lines
Cladding | Brick, Clay / Interstate / Avg Thin Face Brick / 3-9/16" x 5/8" x 11-5/8" (90 x 16 mm x 295) incl. 3/8" mortar |  | two_lines |  | three_lines
Cladding | Brick, Clay / SHAW / Avg Face Brick / 3-5/8" x 2-3/4" x 7-5/8" (92 x 70 x 194 mm) incl. 3/8" mortar |  | two_lines |  | four_lines
Cladding | Brick, Clay / Mutual Materials / Avg Face Brick (plant Avg) / 3-5/8" x 2-3/4" x 7-5/8" (92 x 70 x 194 mm) incl. 3/8" mortar |  | two_lines |  | four_lines
Cladding | Brick, Clay / Mutual Materials / Avg Thin Face Brick, Columbia Plant / 2-1/2" x 5/8" x 7-1/2" (64 x 16 x 190 mm) incl. 3/8" mortar |  | two_lines |  | three_lines
Cladding | Fiber Cement siding / Equitone / Linea¦Lunara sheets / 10 mm |  | one_line |  | two_lines
Cladding | Vinyl Siding / Vinyl Siding Institute / Double 4.5" products from: American Original, Associated Materials, CertainTeed, Novik, Ply Gem / 0.040" Double 4.5" |  | three_lines |  | four_lines
Cladding | Metal Panels - Aluminum / Metal Construction Assn. / 22 gauge / Includes: ATAS, DMI, Englert, Fabral,McElroy, Pac-Clad |  | two_lines |  | three_lines
Windows | Window - double pane / Fiberglass frame / / USA & CAN |  | one_line |  | two_lines
Windows | Window - double pane / Vinyl frame / / USA & CAN |  | one_line |  | two_lines
Windows | Window - double pane / Wood frame / / USA & CAN |  | one_line |  | two_lines
Windows | Window - triple pane / Fiberglass frame / / USA & CAN |  | one_line |  | two_lines
Windows | Window - triple pane / Vinyl frame / / USA & CAN |  | one_line |  | two_lines
Windows | Window - triple pane / Wood frame / / USA & CAN |  | one_line |  | two_lines
Windows | Window - double pane / Andersen / E-series (Average Double-hung/Awning/Picture) / Wood frame, aluminum cladding |  | two_lines |  | three_lines
Windows | Window - double-glazed / AluQuebec / Avg of fixed, casement, slider, hung, tilt & turn, awning / Aluminum frame |  | two_lines |  | three_lines
Windows | Window - double-glazed / Kawneer / OptiQ AA5450, TR-9100, 8400TL, AA6400¦6500¦6600 / Hung & sliding / Aluminum frame |  | two_lines |  | three_lines
Floors | OSB subflooring / Huber / AdvanTech / 19/32" Subflooring |  | one_line |  | two_lines
Floors | (ARCHIVED 2026) Ceramic tile / Crossville / Porcelain / Standard grade |  | one_line |  | two_lines
Floors | (ARCHIVED 2026) Carpet / Interface / Cquest BioX / 1.5 mm Modular tile carpet |  | one_line |  | two_lines
Floors | Wood floor truss - prefabricated / Canadian Wood Council / Common (Warren, 45 deg) web pattern / Top chord bearing, variable depth |  | three_lines |  | four_lines
Floors | OSB subflooring / LP / LP Legacy® Premium / 5/8" |  | one_line |  | two_lines
Floors | Linoleum flooring / Tarkett / Lino Veneto xf2, Etrusco, Style Elle¦Emme, Veneto, Originale, LinoRail, Linosport / 2.5 mm sheet style linoleum |  | three_lines |  | three_lines
Floors | Ceramic tile / Tile Council of North America / Industry average. Includes porcelain, pressed, mosaic and quarry tile / 18.8 kg/m2 |  | three_lines |  | four_lines
Floors | (ARCHIVED 2026) Vinyl flooring / Resilient Floor Covering Institute / Includes tile products from Armstrong, Congoleum, Tarkett / |  | two_lines |  | three_lines
Floors | Vinyl flooring / Altro / Altro Lavencia / 3.0 mm |  | one_line |  | two_lines
Floors | Cork flooring / European Resilient Flooring Manufacturers' Institute / Includes: Altro, Amorim, Amtico, Artigo, Aspecta, BeauFlor, Dickson, Mflor, Forbo, Gerflor, IVC, Nora, Polyflor, Tarkett, Kahrs, Windmoller / Cork floor tiles |  | four_lines |  | five_lines
Floors | (ARCHIVED 2026) Carpet / J+J Flooring / Standard Back / all Broadloom styles |  | one_line |  | two_lines
Floors | Rubber flooring / Resilient Floor Covering Institute / Includes tiles and rolls from American Biltrite, Armstrong, Burke, FLEXCO, Johnsonite, Mannington, Roppe, Tarkett / |  | three_lines |  | four_lines
Floors | Wood I joist / Canadian Wood Council / / TJI 230/360 |  | one_line |  | two_lines
Roof | SIP PANEL - EPS FOAM CORE with OSB |  | one_line
Roof | PANNEAU STRUCTUREL ISOLÉ –Noyau de mousse EPS avec OSB |  |  |  | two_lines | This is the French translation of the above line
Roof | TPO roofing membrane / Single Ply Roofing Industry / / 60 mils |  | one_line |  | two_lines
Roof | Polyiso - roof boards / Versico / VersiCore, SecurShield, DuraFaceR / GRF facer / Type II R 5.6-inch, 16 psi |  | two_lines |  | three_lines
Roof | SIP panels - EPS foam & OSB / SIPA / R-30 8.25" panel |  | one_line |  | two_lines
Roof | SIP panels - EPS foam & OSB / SIPA / R-38 10.25" panel |  | one_line |  | two_lines
Roof | SIP panels - EPS foam & OSB / SIPA / R-45 12.25" panel |  | one_line |  | two_lines
Roof | OSB sheathing / Canadian Wood Council -Western / / 1/2" |  | one_line |  | two_lines
Roof | OSB sheathing / Canadian Wood Council -Western / / 5/8" |  | one_line |  | two_lines
Garage | Asphalt Shingles / Asphalt Roofing Manufacturers Association / Fiberglass Asphalt Shingles / |  | two_lines |  | three_lines
Garage | OSB sheathing / Huber / AdvanTech / 1/2" Sheathing |  | one_line |  | two_lines
Garage | Window - double-glazed / EFCO / Xtherm, 875V, 2700, 2701, 450G, 590X, 6725, PG32, PX32, WV410, WV430 / Projected & casement / Aluminum frame |  | three_lines |  | three_lines
Garage | Window - double-glazed / Kawneer / Optiq AA4325, 8225TL¦TLF, 526, AA 6400¦6500, NX-300¦3000 / Projected & casement / Aluminum frame |  | three_lines |  | three_lines
Garage | Window - double-glazed / Kawneer / OptiQ AA5450, TR-9100, 8400TL, AA6400¦6500¦6600 / Hung & sliding / Aluminum frame |  | two_lines |  | three_lines
Note on A1: This sheet contains information about the properties of cells for both English and French versions of the workbook. Because the size of text in French and English is different, after the translation the sizes should be adjusted according to this sheet Column B cointains the cell value, and column E and G sets the cell height for English and French respectively. Column A is the sheet code name which is for reference and can be ignored If the size of a cell is not found, then check the Element Properties sheet.

## Element Properties (hidden)
About this sheet
|  |  | English version |  | French version
Sheet code | Type | Address | Width | Height | Width | Height | French sheet name | For Search - EN | For Search - FR | © His Majesty the king in Right of Canada, as represented by the Minister of Natural Resources, 2025
USER INPUT SHEET | Range | $P$15 |  | 19.8 |  | 27 | FEUILLE DE SAISIE | USER INPUT SHEET$P$15 | FEUILLE DE SAISIE$P$15 | © Sa Majesté le Roi du chef du Canada, représentée par le ministre de Ressources naturelles, 2025
USER INPUT SHEET | Range | $N$18 | 17.18 |  | 18 |  | FEUILLE DE SAISIE | USER INPUT SHEET$N$18 | FEUILLE DE SAISIE$N$18
USER INPUT SHEET | Range | $O$18 | 17.18 |  | 18 |  | FEUILLE DE SAISIE | USER INPUT SHEET$O$18 | FEUILLE DE SAISIE$O$18
USER INPUT SHEET | Range | $B$19 |  | 20.3 |  | 32.4 | FEUILLE DE SAISIE | USER INPUT SHEET$B$19 | FEUILLE DE SAISIE$B$19
USER INPUT SHEET | Range | $D$26 | 12.55 |  | 13 |  | FEUILLE DE SAISIE | USER INPUT SHEET$D$26 | FEUILLE DE SAISIE$D$26
USER INPUT SHEET | Range | $B$31 |  | 34.5 |  | 49.7 | FEUILLE DE SAISIE | USER INPUT SHEET$B$31 | FEUILLE DE SAISIE$B$31
USER INPUT SHEET | Range | $B$51 |  | 35.1 |  | 49.7 | FEUILLE DE SAISIE | USER INPUT SHEET$B$51 | FEUILLE DE SAISIE$B$51
USER INPUT SHEET | Range | $B$52 |  | 47.3 |  | 49.7 | FEUILLE DE SAISIE | USER INPUT SHEET$B$52 | FEUILLE DE SAISIE$B$52
USER INPUT SHEET | Range | $B$53 |  | 35.1 |  | 49.7 | FEUILLE DE SAISIE | USER INPUT SHEET$B$53 | FEUILLE DE SAISIE$B$53
USER INPUT SHEET | Range | $B$54 |  | 35.1 |  | 49.7 | FEUILLE DE SAISIE | USER INPUT SHEET$B$54 | FEUILLE DE SAISIE$B$54
USER INPUT SHEET | Range | $B$56 |  | 35.1 |  | 49.7 | FEUILLE DE SAISIE | USER INPUT SHEET$B$56 | FEUILLE DE SAISIE$B$56
USER INPUT SHEET | Range | $C$68 |  | 80.9 |  | 93 | FEUILLE DE SAISIE | USER INPUT SHEET$C$68 | FEUILLE DE SAISIE$C$68
USER INPUT SHEET | Button | Rounded Rectangle 1¦¦Rectangle: Rounded Corners 1 | 642 | 41 | 638 | 41 | FEUILLE DE SAISIE | USER INPUT SHEETRounded Rectangle 1¦¦Rectangle: Rounded Corners 1 | FEUILLE DE SAISIERounded Rectangle 1¦¦Rectangle: Rounded Corners 1
USER INPUT SHEET | Button | Rounded Rectangle 16¦¦Rectangle: Rounded Corners 16 | 337.5 | 38.049 | 340 | 52.6874 | FEUILLE DE SAISIE | USER INPUT SHEETRounded Rectangle 16¦¦Rectangle: Rounded Corners 16 | FEUILLE DE SAISIERounded Rectangle 16¦¦Rectangle: Rounded Corners 16
USER INPUT SHEET | Button | Rounded Rectangle 15¦¦Rectangle: Rounded Corners 15 | 289.433 | 38.049 | 290 | 52.6874 | FEUILLE DE SAISIE | USER INPUT SHEETRounded Rectangle 15¦¦Rectangle: Rounded Corners 15 | FEUILLE DE SAISIERounded Rectangle 15¦¦Rectangle: Rounded Corners 15
Ext. Walls | Range | $C$41 |  | 110 |  | 140 | Murs ext. | Ext. Walls$C$41 | Murs ext.$C$41
Ext. Walls | Range | $C$42 |  | 110 |  | 140 | Murs ext. | Ext. Walls$C$42 | Murs ext.$C$42
SCENARIOS | Range | $B$13 |  | 15 |  | 26.4 | SCÉNARIOS | SCENARIOS$B$13 | SCÉNARIOS$B$13
SCENARIOS | Range | $B$20 |  | 15 |  | 26.4 | SCÉNARIOS | SCENARIOS$B$20 | SCÉNARIOS$B$20
SCENARIOS | Range | $B$24 |  | 15 |  | 26.4 | SCÉNARIOS | SCENARIOS$B$24 | SCÉNARIOS$B$24
SCENARIOS | Range | $B$28 |  | 15 |  | 26.4 | SCÉNARIOS | SCENARIOS$B$28 | SCÉNARIOS$B$28
Data | Range | $L$1 | 8.18 |  | 13 |  | Données | Data$L$1 | Données$L$1
Data | Range | $M$1 | 8.18 |  | 13 |  | Données | Data$M$1 | Données$M$1
Footings & Slabs | Button | Rounded Rectangle 2¦¦Rectangle: Rounded Corners 2 | 189.375 | 37.6742 | 170.81 | 57.18 |  | Footings & SlabsRounded Rectangle 2¦¦Rectangle: Rounded Corners 2 | Rounded Rectangle 2¦¦Rectangle: Rounded Corners 2
Foundation Walls | Button | Rounded Rectangle 1¦¦Rectangle: Rounded Corners 1 | 189.375 | 37.6742 | 234.5625 | 37.6742 |  | Foundation WallsRounded Rectangle 1¦¦Rectangle: Rounded Corners 1 | Rounded Rectangle 1¦¦Rectangle: Rounded Corners 1
Structural Elements | Button | Rounded Rectangle 1¦¦Rectangle: Rounded Corners 1 | 189.375 | 37.6742 | 234.5625 | 37.6742 |  | Structural ElementsRounded Rectangle 1¦¦Rectangle: Rounded Corners 1 | Rounded Rectangle 1¦¦Rectangle: Rounded Corners 1
Ext. Walls | Button | Rounded Rectangle 1¦¦Rectangle: Rounded Corners 1 | 189.375 | 37.6742 | 234.5625 | 37.6742 |  | Ext. WallsRounded Rectangle 1¦¦Rectangle: Rounded Corners 1 | Rounded Rectangle 1¦¦Rectangle: Rounded Corners 1
Ext. Wall Systems | Button | Rounded Rectangle 1¦¦Rectangle: Rounded Corners 1 | 189.375 | 37.6742 | 234.5625 | 37.6742 |  | Ext. Wall SystemsRounded Rectangle 1¦¦Rectangle: Rounded Corners 1 | Rounded Rectangle 1¦¦Rectangle: Rounded Corners 1
Party Walls | Button | Rounded Rectangle 1¦¦Rectangle: Rounded Corners 1 | 189.375 | 37.6742 | 234.5625 | 37.6742 |  | Party WallsRounded Rectangle 1¦¦Rectangle: Rounded Corners 1 | Rounded Rectangle 1¦¦Rectangle: Rounded Corners 1
Cladding | Button | Rounded Rectangle 1¦¦Rectangle: Rounded Corners 1 | 189.375 | 37.6742 | 234.5625 | 37.6742 |  | CladdingRounded Rectangle 1¦¦Rectangle: Rounded Corners 1 | Rounded Rectangle 1¦¦Rectangle: Rounded Corners 1
Windows | Button | Rounded Rectangle 1¦¦Rectangle: Rounded Corners 1 | 189.375 | 37.6742 | 234.5625 | 37.6742 |  | WindowsRounded Rectangle 1¦¦Rectangle: Rounded Corners 1 | Rounded Rectangle 1¦¦Rectangle: Rounded Corners 1
Int. Walls | Button | Rounded Rectangle 1¦¦Rectangle: Rounded Corners 1 | 189.375 | 37.6742 | 234.5625 | 37.6742 |  | Int. WallsRounded Rectangle 1¦¦Rectangle: Rounded Corners 1 | Rounded Rectangle 1¦¦Rectangle: Rounded Corners 1
Floors | Button | Rounded Rectangle 1¦¦Rectangle: Rounded Corners 1 | 189.375 | 37.6742 | 234.5625 | 37.6742 |  | FloorsRounded Rectangle 1¦¦Rectangle: Rounded Corners 1 | Rounded Rectangle 1¦¦Rectangle: Rounded Corners 1
Ceilings | Button | Rounded Rectangle 1¦¦Rectangle: Rounded Corners 1 | 189.375 | 37.6742 | 234.5625 | 37.6742 |  | CeilingsRounded Rectangle 1¦¦Rectangle: Rounded Corners 1 | Rounded Rectangle 1¦¦Rectangle: Rounded Corners 1
Roof | Button | Rounded Rectangle 1¦¦Rectangle: Rounded Corners 1 | 189.375 | 37.6742 | 234.5625 | 37.6742 |  | RoofRounded Rectangle 1¦¦Rectangle: Rounded Corners 1 | Rounded Rectangle 1¦¦Rectangle: Rounded Corners 1
Garage | Button | Rounded Rectangle 1¦¦Rectangle: Rounded Corners 1 | 189.375 | 37.6742 | 234.5625 | 37.6742 |  | GarageRounded Rectangle 1¦¦Rectangle: Rounded Corners 1 | Rounded Rectangle 1¦¦Rectangle: Rounded Corners 1
User-Defined | Button | Rounded Rectangle 1¦¦Rectangle: Rounded Corners 1 | 189.375 | 37.6742 | 234.5625 | 37.6742 |  | User-DefinedRounded Rectangle 1¦¦Rectangle: Rounded Corners 1 | Rounded Rectangle 1¦¦Rectangle: Rounded Corners 1
Note on A1: This sheet contains information about the properties of cells, buttons, and other elements for both English and French versions of the workbook. Because the size of text in French and English is different, after the translation the sizes should be adjusted according to this sheet The Type and Address column are defined with similar style to the Translation sheet

## Data (hidden)
SECTION | COMPONENT | MATERIAL &THICKNESS | 0 | 0 | 0 | 0 | Row Index | 0 | Items selected | RANK | CARBON | TAB | SECTION | MATERIAL | Year | Materials | Operations | Total | [5 empty] | Year | Materials | Electricity | Natural Gas | Oil | Propane | Wood
Footings & Slabs | [7 empty] | 0 |  | 1 |  |  |  |  | 0 | 0 | 0 | 0 | Emissions | Emissions Bar | Scaled iIndicator | Lower Bound | Upper Bound | 0 | 0 | 0 | 0 | 0 | 0 | 0
Footings & Slabs | [9 empty] | 2 |  |  |  |  | 1 | 0 | 0 | 0 | 0 | 0 | 0 | -50 | 400 | 1 | 0 | 0 | 0 | 0 | 0 | 0
Footings & Slabs | [9 empty] | 3 |  |  |  |  | 2 | 0 | 0 | 0 | [5 empty] | 2 | 0 | 0 | 0 | 0 | 0 | 0
Footings & Slabs | [9 empty] | 4 |  |  |  |  | 3 | 0 | 0 | 0 | [5 empty] | 3 | 0 | 0 | 0 | 0 | 0 | 0
Footings & Slabs | [9 empty] | 5 |  |  |  |  | 4 | 0 | 0 | 0 | [5 empty] | 4 | 0 | 0 | 0 | 0 | 0 | 0
Footings & Slabs | [9 empty] | 6 |  |  |  |  | 5 | 0 | 0 | 0 | [5 empty] | 5 | 0 | 0 | 0 | 0 | 0 | 0
Footings & Slabs | [9 empty] | 7 |  |  |  |  | 6 | 0 | 0 | 0 | [5 empty] | 6 | 0 | 0 | 0 | 0 | 0 | 0
Footings & Slabs | [9 empty] | Highest storage |  |  |  |  | 7 | 0 | 0 | 0 | [5 empty] | 7 | 0 | 0 | 0 | 0 | 0 | 0
Footings & Slabs | [9 empty] | 1 |  |  |  |  | 8 | 0 | 0 | 0 | [5 empty] | 8 | 0 | 0 | 0 | 0 | 0 | 0
Footings & Slabs | [9 empty] | 2 |  |  |  |  | 9 | 0 | 0 | 0 | [5 empty] | 9 | 0 | 0 | 0 | 0 | 0 | 0
Footings & Slabs | [9 empty] | 3 |  |  |  |  | 10 | 0 | 0 | 0 | [5 empty] | 10 | 0 | 0 | 0 | 0 | 0 | 0
Footings & Slabs | [14 empty] | 11 | 0 | 0 | 0 | [5 empty] | 11 | 0 | 0 | 0 | 0 | 0 | 0
Footings & Slabs | [11 empty] | Section | Embodied Carbon [kg CO2e] |  | 12 | 0 | 0 | 0 | [5 empty] | 12 | 0 | 0 | 0 | 0 | 0 | 0
Footings & Slabs | [11 empty] | Footings & Slabs | 0 |  | 13 | 0 | 0 | 0 | [5 empty] | 13 | 0 | 0 | 0 | 0 | 0 | 0
Footings & Slabs | [11 empty] | Foundation Walls | 0 |  | 14 | 0 | 0 | 0 | [5 empty] | 14 | 0 | 0 | 0 | 0 | 0 | 0
Footings & Slabs | [11 empty] | Structural Elements | 0 |  | 15 | 0 | 0 | 0 | [5 empty] | 15 | 0 | 0 | 0 | 0 | 0 | 0
Footings & Slabs | [11 empty] | Ext. Walls | 0 |  | 16 | 0 | 0 | 0 | [5 empty] | 16 | 0 | 0 | 0 | 0 | 0 | 0
Footings & Slabs | [11 empty] | Ext. Wall Systems | 0 |  | 17 | 0 | 0 | 0 | [5 empty] | 17 | 0 | 0 | 0 | 0 | 0 | 0
Footings & Slabs | [11 empty] | Party Walls | 0 |  | 18 | 0 | 0 | 0 | [5 empty] | 18 | 0 | 0 | 0 | 0 | 0 | 0
Footings & Slabs | [11 empty] | Cladding | 0 |  | 19 | 0 | 0 | 0 | [5 empty] | 19 | 0 | 0 | 0 | 0 | 0 | 0
Footings & Slabs | [11 empty] | Windows | 0 |  | 20 | 0 | 0 | 0 | [5 empty] | 20 | 0 | 0 | 0 | 0 | 0 | 0
Footings & Slabs | [11 empty] | Int. Walls | 0 |  | 21 | 0 | 0 | 0 | [5 empty] | 21 | 0 | 0 | 0 | 0 | 0 | 0
Footings & Slabs | [11 empty] | Floors | 0 |  | 22 | 0 | 0 | 0 | [5 empty] | 22 | 0 | 0 | 0 | 0 | 0 | 0
Footings & Slabs | [11 empty] | Ceilings | 0 |  | 23 | 0 | 0 | 0 | [5 empty] | 23 | 0 | 0 | 0 | 0 | 0 | 0
Footings & Slabs | [11 empty] | Roof | 0 |  | 24 | 0 | 0 | 0 | [5 empty] | 24 | 0 | 0 | 0 | 0 | 0 | 0
Foundation Walls | [7 empty] | 0 |  |  |  | Garage | 0 |  | 25 | 0 | 0 | 0 | [5 empty] | 25 | 0 | 0 | 0 | 0 | 0 | 0
Foundation Walls | [11 empty] | User-Defined | 0 |  | 26 | 0 | 0 | 0 | [5 empty] | 26 | 0 | 0 | 0 | 0 | 0 | 0
Foundation Walls | [11 empty] | TOTAL | 0 |  | 27 | 0 | 0 | 0 | [5 empty] | 27 | 0 | 0 | 0 | 0 | 0 | 0
Foundation Walls | [14 empty] | 28 | 0 | 0 | 0 | [5 empty] | 28 | 0 | 0 | 0 | 0 | 0 | 0
Foundation Walls | [14 empty] | 29 | 0 | 0 | 0 | [5 empty] | 29 | 0 | 0 | 0 | 0 | 0 | 0
Foundation Walls | [14 empty] | 30 | 0 | 0 | 0 | [5 empty] | 30 | 0 | 0 | 0 | 0 | 0 | 0
Foundation Walls
Foundation Walls
Foundation Walls
Foundation Walls
Foundation Walls
Foundation Walls
Foundation Walls
Foundation Walls
Foundation Walls
Foundation Walls
Foundation Walls
Foundation Walls
Foundation Walls
Foundation Walls
Foundation Walls
Foundation Walls
Foundation Walls
Foundation Walls
Structural Elements | [7 empty] | 0
Structural Elements
Structural Elements
Structural Elements
Structural Elements
Structural Elements
Structural Elements
Structural Elements
Structural Elements
Ext. Walls | [7 empty] | 0
Ext. Walls
Ext. Walls
Ext. Walls
Ext. Walls
Ext. Walls
Ext. Walls
Ext. Walls
Ext. Walls
Ext. Walls
Ext. Walls
Ext. Walls
Ext. Walls
Ext. Walls
Ext. Walls
Ext. Walls
Ext. Walls
Ext. Walls
Ext. Walls
Ext. Walls
Ext. Wall Systems | [7 empty] | 0
Ext. Wall Systems
Ext. Wall Systems
Ext. Wall Systems
Ext. Wall Systems
Ext. Wall Systems
Ext. Wall Systems
Ext. Wall Systems
Ext. Wall Systems
Ext. Wall Systems
Ext. Wall Systems
Ext. Wall Systems
Ext. Wall Systems
Ext. Wall Systems
Party Walls | [7 empty] | 0
Party Walls
Party Walls
Party Walls
Party Walls
Party Walls
Party Walls
Party Walls
Party Walls
Party Walls
Party Walls
Party Walls
Party Walls
Party Walls
Party Walls
Party Walls
Party Walls
Party Walls
Party Walls
Party Walls
Cladding | [7 empty] | 0
Cladding
Cladding
Cladding
Cladding
Cladding
Cladding
Cladding
Cladding
Cladding
Cladding
Cladding
Cladding
Cladding
Cladding
Cladding
Cladding
Cladding
Cladding
Cladding
Cladding
Cladding
Windows | [7 empty] | 0
Windows
Windows
Windows
Windows
Windows
Windows
Windows
Windows
Windows
Windows
Windows
Windows
Windows
Int. Walls | [7 empty] | 0
Int. Walls
Int. Walls
Int. Walls
Int. Walls
Int. Walls
Int. Walls
Int. Walls
Int. Walls
Int. Walls
Int. Walls
Int. Walls
Int. Walls
Int. Walls
Int. Walls
Int. Walls
Int. Walls
Int. Walls
Int. Walls
Int. Walls
Int. Walls
Int. Walls
Int. Walls
Int. Walls
Int. Walls
Int. Walls
Floors | [7 empty] | 0
Floors
Floors
Floors
Floors
Floors
Floors
Floors
Floors
Floors
Floors
Floors
Floors
Floors
Floors
Floors
Floors
Floors
Floors
Floors
Ceilings | [7 empty] | 0
Ceilings
Ceilings
Ceilings
Ceilings
Ceilings
Ceilings
Ceilings
Ceilings
Ceilings
Ceilings
Ceilings
Ceilings
Ceilings
Ceilings
Ceilings
Ceilings
Ceilings
Ceilings
Ceilings
Roof | [7 empty] | 0
Roof
Roof
Roof
Roof
Roof
Roof
Roof
Roof
Roof
Roof
Roof
Roof
Roof
Roof
Roof
Roof
Roof
Roof
Roof
Roof
Roof
Roof
Roof
Roof
Garage | [7 empty] | 0
Garage
Garage
Garage
Garage
Garage
Garage
Garage
Garage
Garage
Garage
Garage
Garage
Garage
Garage
Garage
Garage
Garage
Garage
Garage
Garage
Garage
Garage
Garage
Garage
Garage
Garage
Garage
Garage
Garage
Garage
Garage
Garage
Garage
Garage
Garage
Garage
Garage
Garage
Garage
User-Defined | [7 empty] | 0
User-Defined
User-Defined
User-Defined
User-Defined
User-Defined
User-Defined
User-Defined
User-Defined
User-Defined
User-Defined
User-Defined
User-Defined
User-Defined
User-Defined
User-Defined
User-Defined
User-Defined
User-Defined
© His Majesty the king in Right of Canada, as represented by the Minister of Natural Resources, 2025 © Sa Majesté le Roi du chef du Canada, représentée par le ministre de Ressources naturelles, 2025
Note on E1: kgCO2e EMISSIONS
Note on F1: kgCO2 STORAGE
Note on G1: Long cycle/Cycle long This column in archived and the formula is this column is void UPDATE 2026 Feb This column is archived and the formulas are not valid because long cycle column is deleted.

## Master sheet (hidden)
Product | Material | Company (EPD Commissioner) | Brand | Spec's | CSI # | Category | Notes | Country of Mfr | NRCan | Stated EPD kgCO2e / unit | EPD units kgCO2e per | Common Emissions kgCO2e/unit | Units: kgCO2e per | EPD # | Verifying agency | Exp. Year | Density | Units | Addn'l factors | Units | R-value/inch | Thermal Cond. (k) for RSI | Units | Biogenic carbon factor | % Carbon content (kgC/kg) | Biogenic Storage Short/Long Cycle kgCO2/unit | Units: kgCO2e per | WWF Storage Factor kgCO2/kgC | Carbon content kgC/unit | Units | Biogenic CO2 kg - full C value | Biogenic Storage Long Cycle kgCO2/unit | Units: kgCO2e per | Height (m) | Length (m) | Width (m) | Unit Volume (m3) | Units/m2 | Product ID | MPa | Product ID per MPa & Province | - | EPD Note | Biogenic Storage Adjustment Factor | Province Match | Province 1 | Province 1 - French | Province 2 | Province 2 - French | Province 3 | Province 3 - French | Province 4 | Province 4 - French | Province 5 | Province 5 - French
ACQ wood treatment / / / | ACQ wood treatment | [6 empty] | USA & CAN |  | 174 | 1000 BF | 0.80295 | m2 surface area | Bolin & Smith, 2011, LCA Assessment of ACQ-treated lumber, Journal of Cleaner Production |  |  |  |  | 216.7 | m2 surface area/1000 BF | [5 empty] | 0 | [12 empty] | 1 |  |  |  | Peer-reviewed LCA, 2011 | 90% | FALSE
Adobe block / / 8" block wall / Avg of site made and factory made (Cyprus) | Adobe block |  | 8" block wall | Avg of site made and factory made (Cyprus) |  |  | Avg of site made and factory made | Cyprus |  | 0.006645 | kg | 2.0255 | m2 at 8 " block | Christoforou et al LCA, 2016, Journal of Cleaner Production |  |  | 1500 | kg/m3 | 304.8087 | 24.22 blocks/m2 * 12.585 kg/block | [5 empty] | 0 | [12 empty] | 2 |  |  |  | Peer-reviewed LCA, 2016 |  | FALSE
(ARCHIVED 2026) Aerogel blanket / Aspen Aerogels / / R9.6/inch, White/Grey blanket | (ARCHIVED 2026) Aerogel blanket | Aspen Aerogels |  | R9.6/inch, White/Grey blanket |  |  |  | USA |  | 12.3 | 1m2 @ 10 mm | 18.45 | m2-RSI1 | S-P-00725 | Renuables | 2020 | 150 | kg/m3 |  |  | 9.6147 | 0.015 | W/(mK) |  |  | 0 | [12 empty] | 3 |  |  |  | Expired 2020 |  | FALSE
Aggregate / / / Avg construction aggregate (gravel & sand) | Aggregate |  |  | Avg construction aggregate (gravel & sand) |  |  |  | USA |  | 9.52 | MT | 16.0126 | m2 at 0.0254 m (1") | NRMCAEPD: 10020 | Athena | 2023 | 1682 | kg/m3 | [5 empty] | 0 |  | 0 | [12 empty] | 4 |  |  |  | Expired 2023 |  | FALSE
(ARCHIVED 2025) Aggregate / Kangley Rock & Recycling / / Avg construction aggregate (gravel & sand) | (ARCHIVED 2025) Aggregate | Kangley Rock & Recycling |  | Avg construction aggregate (gravel & sand) |  |  |  | USA |  | 5.07 | MT | 8.5277 | m2 at 0.0254 m (1") | EPD-079 | ASTM | 2023 | 1682 | kg/m3 | [7 empty] | 0 | [12 empty] | 5 |  |  |  | Expired 2023 |  | FALSE
(ARCHIVED 2025) Aggregate / Martin Marietta / / Avg construction aggregate (gravel & sand) | (ARCHIVED 2025) Aggregate | Martin Marietta |  | Avg construction aggregate (gravel & sand) |  |  |  | USA |  | 2.57 | MT | 4.3227 | m2 at 0.0254 m (1") | EPD-063 | ASTM | 2022 | 1682 | kg/m3 | [7 empty] | 0 | [12 empty] | 6 |  |  |  | Expired 2022 |  | FALSE
(ARCHIVED 2025) Aggregate / Polaris Mtls Corp. / / Avg construction aggregate (gravel & sand) | (ARCHIVED 2025) Aggregate | Polaris Mtls Corp. |  | Avg construction aggregate (gravel & sand) |  |  |  | CAN |  | 1.58 | MT | 2.6576 | m2 at 0.0254 m (1") | EPD-059 | ASTM | 2022 | 1682 | kg/m3 | [5 empty] | 0 |  | 0 | [12 empty] | 7 |  |  |  | Expired 2022 |  | FALSE
(ARCHIVED 2025) Aggregate / Vulcan Mtls Co. / / Avg construction aggregate (gravel & sand) | (ARCHIVED 2025) Aggregate | Vulcan Mtls Co. |  | Avg construction aggregate (gravel & sand) |  |  |  | USA |  | 5.7 | MT | 9.5874 | m2 at 0.0254 m (1") | No number | Climate Earth | 2021 | 1682 | kg/m3 | [5 empty] | 0 |  | 0 | [12 empty] | 8 |  |  |  | Expired 2021 |  | FALSE
(ARCHIVED 2025) Air barrier / Dupont / Tyvek Fluid Applied Weather Barrier System - All components / 25 Perms | (ARCHIVED 2025) Air barrier | Dupont | Tyvek Fluid Applied Weather Barrier System - All components | 25 Perms |  |  |  | USA |  | 3.5 | m2 | 3.5 | m2 | 4787059050.101.1 | UL Env. | 2022 | 0.899 | kg/m2 | [7 empty] | 0 | [12 empty] | 9 |  |  |  | Expired 2022 |  | FALSE
(ARCHIVED 2025) Air barrier / Dupont / Tyvek HomeWrap / 54 Perms | (ARCHIVED 2025) Air barrier | Dupont | Tyvek HomeWrap | 54 Perms |  |  |  | USA |  | 0.49 | m2 | 0.49 | m2 | 4787059050.102.1 | UL Env. | 2022 | 0.11 | kg/m2 | [7 empty] | 0 | [12 empty] | 10 |  |  |  | Expired 2022 |  | FALSE
(ARCHIVED 2025) Air barrier / GCP / Perm-a-Barrier VPL liquid applied permeable barrier / 15 Perms, 40 mils thickness | (ARCHIVED 2025) Air barrier | GCP | Perm-a-Barrier VPL liquid applied permeable barrier | 15 Perms, 40 mils thickness |  |  |  | USA |  | 3.8 | m2 | 3.8 | m2 | EPD-074 | ASTM | 2022 | 2.417 | kg/m2 | [7 empty] | 0 | [7 empty] | 0.001016 |  |  |  |  | 11 |  |  |  | Expired 2022 |  | FALSE
(ARCHIVED 2025) Asphalt Shingles / Includes: Atlas, BP, CertainTeed, GAF, IKO, Malarkey, Owens Corning, Pabco / / | (ARCHIVED 2025) Asphalt Shingles | Includes: Atlas, BP, CertainTeed, GAF, IKO, Malarkey, Owens Corning, Pabco |  |  |  |  | Incl. underlayment | USA & CAN |  | 5.1 | m2 | 5.1 | m2 | 4787168709.101.1 | UL Env. | 2021 | 12.7 | kg/m2 | [7 empty] | 0 | [12 empty] | 12 |  |  |  | Expired 2021 |  | FALSE
Asphalt Shingles / Asphalt Roofing Manufacturers Association / Fiberglass Asphalt Shingles / | Asphalt Shingles | Asphalt Roofing Manufacturers Association | Fiberglass Asphalt Shingles |  |  |  | Includes: Atlas, CertainTeed, GAF, IKO, Pabco, Tamko | US & CA | 2024-02-06 | 4.38 | m² | 4.38 | m² | 4789862118.111.1 | UL Environment | 2028 | 12.39 | kg/m2 | [7 empty] | 0 | [12 empty] | A1 | [5 empty] | FALSE
Asphalt Shingles / Malarkey Roofing / Ecoasis NEX / | Asphalt Shingles | Malarkey Roofing | Ecoasis NEX |  |  |  |  | US | 2024-01-25 | 282 | 100m2 | 2.82 | m2 | 4790050198.105.1 | UL Environment | 2026-12-23 | [9 empty] | 0 | [12 empty] | A2 | [5 empty] | FALSE
Asphalt Shingles / Malarkey Roofing / Ecoasis Premium / | Asphalt Shingles | Malarkey Roofing | Ecoasis Premium |  |  |  |  | US | 2024-01-25 | 373 | 100m2 | 3.73 | m2 | 4790050198.105.1 | UL Environment | 2026-12-23 | [9 empty] | 0 | [12 empty] | A3 | [5 empty] | FALSE
Asphalt Shingles / Malarkey Roofing / Dura-Seal / | Asphalt Shingles | Malarkey Roofing | Dura-Seal |  |  |  |  | US | 2024-01-25 | 225 | 100m2 | 2.25 | m2 | 4790050198.106.1 | UL Environment | 2026-12-23 | [9 empty] | 0 | [12 empty] | A4 | [5 empty] | FALSE
Asphalt Shingles / Malarkey Roofing / Highlander NEX / | Asphalt Shingles | Malarkey Roofing | Highlander NEX |  |  |  |  | US | 2024-01-25 | 277 | 100m2 | 2.77 | m2 | 4790050198.104.1 | UL Environment | 2026-12-23 | [9 empty] | 0 | [12 empty] | A5 | [5 empty] | FALSE
Asphalt Shingles / Malarkey Roofing / Legacy / | Asphalt Shingles | Malarkey Roofing | Legacy |  |  |  |  | US | 2024-01-25 | 343 | 100m2 | 3.43 | m2 | 4790050198.101.1 | UL Environment | 2026-12-23 | [9 empty] | 0 | [12 empty] | A6 | [5 empty] | FALSE
Asphalt Shingles / Malarkey Roofing / Vista / | Asphalt Shingles | Malarkey Roofing | Vista |  |  |  |  | US | 2024-01-25 | 299 | 100m2 | 2.99 | m2 | 4790050198.102.1 | UL Environment | 2026-12-23 | [9 empty] | 0 | [12 empty] | A7 | [5 empty] | FALSE
Asphalt Shingles / Malarkey Roofing / Windsor / | Asphalt Shingles | Malarkey Roofing | Windsor |  |  |  |  | US | 2024-01-25 | 453 | 100m2 | 4.53 | m2 | 4790050198.103.1 | UL Environment | 2026-12-23 | [9 empty] | 0 | [12 empty] | A8 | [5 empty] | FALSE
Asphalt Shingles / GAF / Timberline / Timberline | Asphalt Shingles | GAF | Timberline | Timberline |  |  | Installed | USA |  | 3.88 | m2 | 3.88 | m2 | EPD10397 | NSF | 2025 | 9.83 | kg/m2 | [7 empty] | 0 | [12 empty] | 13 |  |  |  | Expired 2025 |  | FALSE
Asphalt Shingles / Owens Corning / Duration / | Asphalt Shingles | Owens Corning | Duration |  |  |  |  | USA |  | 3.49 | m2 | 3.49 | m2 | 4789400789.101.1 | UL Env. | 2025 | 10.12 | kg/m2 | [7 empty] | 0 | [12 empty] | 14 |  |  |  | Expired 2025 |  | FALSE
Asphalt Shingles / Owens Corning / Oakridge / | Asphalt Shingles | Owens Corning | Oakridge |  |  |  |  | USA |  | 3.21 | m2 | 3.21 | m2 | 4789400789.101.3 | UL Env. | 2025 | 9.93 | kg/m2 | [7 empty] | 0 | [12 empty] | 15 |  |  |  | Expired 2025 |  | FALSE
Asphalt Shingles / Owens Corning / Supreme / | Asphalt Shingles | Owens Corning | Supreme |  |  |  |  | USA |  | 2.75 | m2 | 2.75 | m2 | 4789400789.101.2 | UL Env. | 2025 | 9.26 | kg/m2 | [7 empty] | 0 | [12 empty] | 16 |  |  |  | Expired 2025 |  | FALSE
(ARCHIVED 2025) Bamboo plywood / Smith & Fong / Plyboo / 1/2" (12.7 mm) | (ARCHIVED 2025) Bamboo plywood | Smith & Fong | Plyboo | 1/2" (12.7 mm) |  |  |  | China |  | 3.6 | kg | 31.5468 | m2 at 0.0127 m (1/2") | EPD-072 | ASTM | 2022 | 690 | kg/m3 | 8.763 | kg/m2 at 0.0127 m |  |  |  | 0.98 | 0.472 | 13.3763 | m2 at 0.0127 m | 1.7 | 4.0534 | [9 empty] | 17 |  |  |  | Expired 2022 |  | FALSE
Bamboo plywood / Smith & Fong / Plyboo / 1/2" (12.7 mm) | Bamboo plywood | Smith & Fong | Plyboo | 1/2" (12.7 mm) |  |  | Uncarved | China | 2024-02-02 | 250 | m3 | 3.175 | m2 @1/2" | SmartEPD-2023-009-0024-01 | Smart EPD | 2028 | 690 | kg/m3 | 8.763 | kg/m2 at 1/2" |  |  |  | 0.95 | 0.472 | 12.9668 | m2 at 1/2" |  | 3.9293 | [6 empty] | 0.0127 |  |  | A9 | [5 empty] | FALSE
Bamboo plywood / Smith & Fong / Plyboo / 3/4" (19 mm) | Bamboo plywood | Smith & Fong | Plyboo | 3/4" (19 mm) |  |  | Uncarved | China | 2024-02-02 | 250 | m3 | 4.75 | m2 @1/2" | SmartEPD-2023-009-0024-01 | Smart EPD | 2028 | 690 | kg/m3 | 13.11 | kg/m2 at 3/4" |  |  |  | 0.95 | 0.472 | 19.3991 | m2 at 1/2" |  | 5.8785 | [6 empty] | 0.019 |  |  | A10 | [5 empty] | FALSE
(ARCHIVED 2026) BioBased Tile / Armstrong / BioBased Tile / Non-PVC with BioStride polyester binder, Striations BBT and Migrations BBT | (ARCHIVED 2026) BioBased Tile | Armstrong | BioBased Tile | Non-PVC with BioStride polyester binder, Striations BBT and Migrations BBT |  |  |  | USA |  | 4.55 | m2 | 4.55 | m2 | EPD-003 | ASTM | 2024 | 7.03 | kg/m2 | [7 empty] | 0 | [7 empty] | 0.003175 |  |  |  |  | 18 |  |  |  | Expired 2024 |  | FALSE
(ARCHIVED 2025) Brick, Calcium Silicate / Arriscraft / Contemporary Brick / 3-1/8" x 3-1/2" x any length, incl. mortar and ties | (ARCHIVED 2025) Brick, Calcium Silicate | Arriscraft | Contemporary Brick | 3-1/8" x 3-1/2" x any length, incl. mortar and ties |  |  | EPD included mortar and ties | CAN |  | 280 | 9.29m2 | 30.1399 | m2 | EPD-055 | ASTM | 2021 | 2082 | kg/m3 | [7 empty] | 0 | [7 empty] | 0.079 | 0.254 | 0.09 |  |  | 19 |  |  |  | Expired 2021 |  | FALSE
(ARCHIVED 2025) Brick, Cement / MidWest / Architectural Face Brick / 3-5/8" x 2-3/4" x 7-5/8" (92 x 70 x 194 mm) incl. 3/8" mortar | (ARCHIVED 2025) Brick, Cement | MidWest | Architectural Face Brick | 3-5/8" x 2-3/4" x 7-5/8" (92 x 70 x 194 mm) incl. 3/8" mortar |  |  |  | USA |  | 419 | m3 | 36.202 | m2 | EPD10051 | NSF | 2020 | 269 | kgCO2/m3 mortar |  | 83% brick, 17% mortar | [5 empty] | 0 | [7 empty] | 0.07 | 0.19368 | 0.092 | 0.0012473 |  | 20 |  |  |  | Expired 2020 |  | FALSE
Brick, Clay / Mutual Materials / Avg Face Brick (plant Avg) / 3-5/8" x 2-3/4" x 7-5/8" (92 x 70 x 194 mm) incl. 3/8" mortar | Brick, Clay | Mutual Materials | Avg Face Brick (plant Avg) | 3-5/8" x 2-3/4" x 7-5/8" (92 x 70 x 194 mm) incl. 3/8" mortar |  |  |  | US | 2024-01-25 | 690.5 | m3 | 56.9337 | m2 | EPD-540, EPD-539 | ASTM International | 2028-08-28 | 269 | kgCO2/m3 mortar |  | 83% brick, 17% mortar | [5 empty] | 0 | [7 empty] | 0.19368 | 0.092 | 0.07 | 0.0012473 |  | A11 | [5 empty] | FALSE
Brick, Clay / Mutual Materials / Avg Thin Face Brick, Columbia Plant / 2-1/2" x 5/8" x 7-1/2" (64 x 16 x 190 mm) incl. 3/8" mortar | Brick, Clay | Mutual Materials | Avg Thin Face Brick, Columbia Plant | 2-1/2" x 5/8" x 7-1/2" (64 x 16 x 190 mm) incl. 3/8" mortar |  |  |  | US | 2024-01-25 | 690.5 | m3 | 9.9015 | m2 | EPD-540, EPD-539 | ASTM International | 2028-08-28 | 269 | kgCO2/m3 mortar |  | 83% brick, 17% mortar | [5 empty] | 0 | [7 empty] | 0.19 | 0.016 | 0.065 | 0.0001976 |  | A12 | [5 empty] | FALSE
Brick, Clay / Interstate / Avg Face Brick / 3-5/8" x 2-3/4" x 7-5/8" (92 x 70 x 194 mm) incl. 3/8" mortar | Brick, Clay | Interstate | Avg Face Brick | 3-5/8" x 2-3/4" x 7-5/8" (92 x 70 x 194 mm) incl. 3/8" mortar |  |  | Avg of 10 colors & 2 kilns | USA |  | 566.85 | m3 | 47.4918 | m2 | EPD-131 | ASTM | 2025 | 269 | kgCO2/m3 mortar |  | 83% brick, 17% mortar | [5 empty] | 0 | [7 empty] | 0.07 | 0.19368 | 0.092 | 0.0012473 |  | 21 |  |  |  | Expired 2025 |  | FALSE
Brick, Clay / Interstate / Avg Thin Face Brick / 3-9/16" x 5/8" x 11-5/8" (90 x 16 mm x 295) incl. 3/8" mortar | Brick, Clay | Interstate | Avg Thin Face Brick | 3-9/16" x 5/8" x 11-5/8" (90 x 16 mm x 295) incl. 3/8" mortar |  |  | Avg of 10 colors & 2 kilns | USA |  | 755.85 | m3 | 13.771 | m2 | EPD-132 | ASTM | 2025 | 269 | kgCO2/m3 mortar |  | 87% brick, 13% mortar, plus 100% surface mortar @ 10mm | [5 empty] | 0 | [7 empty] | 0.09 | 0.29528 | 0.016 | 0.0004252 |  | 22 |  |  |  | Expired 2025 |  | FALSE
Brick, Clay, Generic Modular / Brick Industry Association / US-Canada Industry Average / 3-5/8" x 2-3/4" x 7-5/8" incl. 3/8" mortar | Brick, Clay, Generic Modular | Brick Industry Association | US-Canada Industry Average | 3-5/8" x 2-3/4" x 7-5/8" incl. 3/8" mortar |  |  |  | USA & CAN |  | 503 | m3 of brick | 47.2484 | m2 | EPD10447 | PRé Consultants | 2025 | 269 | kgCO2/m3 mortar |  | 83% brick, 17% mortar | [5 empty] | 0 | [7 empty] | 0.07 | 0.203 | 0.102 | 0.0014494 |  | 23 |  |  |  | Expired 2025 |  | FALSE
Brick, Clay / Brick Industry Association / US-Canada Industrywide Average / | Brick, Clay | Brick Industry Association | US-Canada Industrywide Average |  |  |  | Use outer dimensions of brick, ignore voids | USA & CAN |  | 503 | m3 of brick | 503 | m3 | EPD10447 | PRé Consultants | 2025 | 2120 | kg/m3 | [7 empty] | 0 | [12 empty] | 24 |  |  |  | Expired 2025 |  | FALSE
Carpet / / / Average from 150 samples in the EC3 database | Carpet |  |  | Average from 150 samples in the EC3 database |  |  |  | USA & CAN |  | 13.3 | m2 | 13.3 | m2 | EC3 | [11 empty] | 0 | [12 empty] | 25 |  |  |  | Multi-EPD average from EC3 Tool |  | FALSE
Carpet / / Achievable from EC3 / Achievable from 150 samples in the EC3 database | Carpet |  | Achievable from EC3 | Achievable from 150 samples in the EC3 database |  |  |  | USA & CAN |  | 8.3 | m2 | 8.3 | m2 | EC3 | [11 empty] | 0 | [12 empty] | 26 |  |  |  | Multi-EPD average from EC3 Tool |  | FALSE
Carpet / / Conservative from EC3 / Conservative from 150 samples in the EC3 database | Carpet |  | Conservative from EC3 | Conservative from 150 samples in the EC3 database |  |  |  | USA & CAN |  | 17.4 | m2 | 17.4 | m2 | EC3 | [11 empty] | 0 | [12 empty] | 27 |  |  |  | Multi-EPD average from EC3 Tool |  | FALSE
(ARCHIVED 2025) Carpet / Interface / GLASBAC®RE, Nylon / Modular tile carpet (closed loop recycling) | (ARCHIVED 2025) Carpet | Interface | GLASBAC®RE, Nylon | Modular tile carpet (closed loop recycling) |  |  |  | USA |  | 4.4 | m2 | 4.4 | m2 | 4787521006.104.1 | UL Env. | 2021 | 4.13 | kg/m2 | [7 empty] | 0 | [12 empty] | 28 |  |  |  | Expired 2021 |  | FALSE
(ARCHIVED 2026) Carpet / Interface / Cquest BioX / 1.5 mm Modular tile carpet | (ARCHIVED 2026) Carpet | Interface | Cquest BioX | 1.5 mm Modular tile carpet |  |  |  | USA |  | -0.256 | m2 | 4.091 | m2 | 4788873607.102.1 | UL Env. | 2025 | 2.8 | kg/m2 | [7 empty] | 4.347 | m2 | [11 empty] | 29 |  |  |  | Expired 2025 |  | FALSE
Cedar Shingles/shakes / / / 3/4" coverage | Cedar Shingles/shakes |  |  | 3/4" coverage |  |  | Wood biogenic carbon storage set to zero |  |  | 213.52 | 1000 BF | 1.7235 | m2 at 0.01905 m (3/4") | 2016-06-01 | FPInnovations | 2021 | 209 | kg/m3 | 2.36 | m3/1000 BF | 3.9815 | kg/m2 at 0.01905 (3/4") |  | 1 | 0.5 | 6.5694 | m2 at 3/4" | 0.825 | 1.9907 | kgC/m2 |  | 6.5694 | m2 at 3/4" | 0.01905 |  |  |  |  | 30 |  |  |  | Expired 2021 |  | FALSE
Cedar Siding / Western Red Cedar Lumber Assn / / 1 x 6 Boards | Cedar Siding | Western Red Cedar Lumber Assn |  | 1 x 6 Boards |  |  |  | CAN |  | 213.52 | 1000 BF | 1.7235 | m2 at 0.01905 m (3/4") | 2016-06-01 | FPInnovations | 2021 | 209 | kg/m3 | 2.36 | m3/1000 BF | 3.9815 | kg/m2 at 0.01905 (3/4") |  | 1 | 0.5 | 6.5694 | m2 at 0.01905 m (3/4") | 1.26 | 1.9907 | kgC/m2 |  | 6.5694 | m2 at 0.01905 m (3/4") | 0.01905 |  |  |  |  | 31 |  |  |  | Expired 2021 |  | FALSE
Cellulose - batt / CMS / R 3.6/inch / EcoCell | Cellulose - batt | CMS | EcoCell | R 3.6/inch |  |  |  | USA |  | 0.487 | m2 RSI 1 | 0.487 | m2 RSI 1 | CIM – 20191223 – 003 | Sustainable Minds | 2024 | 40 | kg/m3 | 1.6 | kg/m2 at RSI1 | 3.6 |  |  | 0.86 | 0.5 | 2.2704 | m2 RSI 1 | 1.84 | 0.688 | [9 empty] | 32 |  |  |  | Expired 2024 |  | FALSE
Cellulose - dense pack / / R 3.7/inch / Includes AFT, Applegate, Can-Cell, Cell-Pak, Cleanfiber, Climatizer, Fiberlite, Igloo, ICC, Mason City, Nu-Wool, Soprema, Thermo-Kool | Cellulose - dense pack |  | Includes AFT, Applegate, Can-Cell, Cell-Pak, Cleanfiber, Climatizer, Fiberlite, Igloo, ICC, Mason City, Nu-Wool, Soprema, Thermo-Kool | R 3.7/inch |  |  |  | USA & CAN |  | 0.487 | m2 RSI 1 | 0.974 | m2 RSI 1 | CIM – 20191223 – 002 | Sustainable Minds | 2024 | 56 | kg/m3 | 2.184 | kg/m2 at RSI1 | 3.7 |  |  | 0.86 | 0.5 | 3.0991 | m2 RSI 1 | 1.84 | 0.93912 | [9 empty] | 33 |  |  |  | Expired 2024 |  | FALSE
Cellulose - loose fill / / R 3.7/inch / Includes: AFT, Applegate, Can-Cell, Cell-Pak, Cleanfiber, Climatizer, Fiberlite, Igloo, ICC, Mason City, Nu-Wool, Soprema, Thermo-Kool | Cellulose - loose fill |  | Includes: AFT, Applegate, Can-Cell, Cell-Pak, Cleanfiber, Climatizer, Fiberlite, Igloo, ICC, Mason City, Nu-Wool, Soprema, Thermo-Kool | R 3.7/inch |  |  | 0.04 m at RSI 1 avg of 12 companies | USA & CAN |  | 0.487 | m2 RSI 1 | 0.487 | m2 RSI 1 | CIM – 20191223 – 001 | Sustainable Minds | 2024 | 28 | kg/m3 | 1.092 | kg/m2 at RSI1 | 3.7 |  |  | 0.86 | 0.5 | 1.5495 | m2 RSI 1 | 1.84 | 0.46956 | [9 empty] | 34 |  |  |  | Expired 2024 |  | FALSE
Cellulose - spray applied / R 3.75/inch / International Cellulose Corp. / K-13, ThermoCon | Cellulose - spray applied | International Cellulose Corp. | K-13, ThermoCon | R 3.75/inch |  |  | 0.0384 m at RSI 1 |  |  | 0.325 | m2 RSI 1 | 0.325 | m2 RSI 1 | ICC – 20200122– 001 | Sustainable Minds | 2025 | 54.5 | kg/m3 | 2.071 | kg/m2 at RSI1 | 3.75 |  |  | 0.71 | 0.5 | 2.4262 | m2 RSI 1 | 1.84 | 0.7352 | [9 empty] | 35 |  |  |  | Expired 2025 |  | FALSE
Cement board 1/2" / USG / Durock (132) / 1/2" (12.7 mm) | Cement board 1/2" | USG | Durock (132) | 1/2" (12.7 mm) |  |  |  | USA |  | 912 | 92.9m2 | 9.817 | m2 | EPD-132 | ASTM | 2025 | 921 | kg/m3 | [7 empty] | 0 | [12 empty] | 36 |  |  |  | Expired 2025 |  | FALSE
Cement board 1/2" / USG / Durock (133) / 1/2" (12.7 mm) | Cement board 1/2" | USG | Durock (133) | 1/2" (12.7 mm) |  |  |  | USA |  | 841 | 92.9m2 | 9.0527 | m2 | EPD-133 | ASTM | 2025 | 921 | kg/m3 | [7 empty] | 0 | [12 empty] | 37 |  |  |  | Expired 2025 |  | FALSE
(ARCHIVED 2025) Cement mortar, tile / Tile Council of North America / / Industry average. Includes dry-set, modified dry-set and improved modified dry-set cement mortar | (ARCHIVED 2025) Cement mortar, tile | Tile Council of North America |  | Industry average. Includes dry-set, modified dry-set and improved modified dry-set cement mortar |  |  |  | USA & CAN |  | 0.519 | m2 | 0.519 | m2 | 4787109018.102.1 | UL Env. | 2021 | 4.07 | kg/m2 | [7 empty] | 0 | [12 empty] | 38 |  |  |  | Expired 2021 |  | FALSE
Cement mortar, tile / Tile Council of North America / Industry average. Includes dry-set, modified dry-set and improved modified dry-set cement mortar | Cement mortar, tile | Tile Council of North America | Includes Mfrs: Ardex, Bostik, Cemenquin/Cement Pro LLC, Crest, Custom Building Products, HB Fuller, Interceramic, Laticrete, Mapei, Parex, Schluter | Industry average. Includes dry-set, modified dry-set and improved modified dry-set cement mortar |  |  | Amount of mortar required to install 1 m2 of 450mm x 450mm tile with a 3mm joint width |  | 2023-01-30 | 2.18 | m² of tile | 2.18 | m² | 4789883337.101.1 |  | 2028-01-01 | [9 empty] | 0 | [12 empty] | A13 | [5 empty] | FALSE
(ARCHIVED 2026) Ceramic tile / Crossville / Porcelain / Standard grade | (ARCHIVED 2026) Ceramic tile | Crossville | Porcelain | Standard grade |  |  |  | USA |  | 23.9 | m2 | 23.9 | m2 | 4788863727.101.1 | UL Env. | 2024 | 24.41 | kg/m2 | [7 empty] | 0 | [12 empty] | 39 |  |  |  | Expired 2024 |  | FALSE
(ARCHIVED 2025) Ceramic tile / StonePeak / Porcelain / Porcelain, standard grade | (ARCHIVED 2025) Ceramic tile | StonePeak | Porcelain | Porcelain, standard grade |  |  |  | USA |  | 16.22 | m2 | 16.22 | m2 | 4786822856.101.1 | UL Env. | 2020 | 22 | kg/m2 | [7 empty] | 0 | [7 empty] | 0.0085 |  |  |  |  | 40 |  |  |  | Expired 2020 |  | FALSE
(ARCHIVED 2025) Ceramic tile / Tile Council of North America / / Industry average. Includes porcelain, pressed, mosaic and quarry tile | (ARCHIVED 2025) Ceramic tile | Tile Council of North America |  | Industry average. Includes porcelain, pressed, mosaic and quarry tile |  |  |  | USA & CAN |  | 13.14 | m2 | 13.14 | m2 | 4786483078.101.1 | UL Env. | 2020 | [9 empty] | 0 | [12 empty] | 41 |  |  |  | Expired 2020 |  | FALSE
Ceramic tile / Tile Council of North America / Industry average. Includes porcelain, pressed, mosaic and quarry tile / 18.8 kg/m2 | Ceramic tile | Tile Council of North America | Industry average. Includes porcelain, pressed, mosaic and quarry tile | 18.8 kg/m2 |  |  | Includes: American Wonder, Arto, Crossville, Dal-Tile, Del Conca USA, Florida Tile, Interceramic, Ironrock, Porcelanite-Lamosa, Portobello Tile, Quarry Tile, StonePeak Ceramics, Vitromex USA | US | 2024-02-06 | 14.1 | m² | 14.1 | m² | 4789101745.101.1 | UL Environment | 2025 | 18.8 | kg/m2 | [7 empty] | 0 | [12 empty] | A14 | [5 empty] | FALSE
Clay plaster / Site mixed / / 15 mm | Clay plaster | Site mixed |  | 15 mm |  |  |  | EU |  | 0.88 | m2 at 15mm | 0.88 | m2 at 15mm | Melia et al LCA, 2014 | [11 empty] | 0 | [12 empty] | 42 |  |  |  | Peer-reviewed LCA, 2014 |  | FALSE
Clay roof tiles / HISPALYT / / | Clay roof tiles | HISPALYT | [5 empty] | EU |  | 3.55 | m2 | 3.55 | m2 | 008-001 | GlobalEPD | 2022 | 56 | kg/m2 | [7 empty] | 0 | [12 empty] | 43 |  |  |  | Expired 2022 |  | FALSE
(ARCHIVED 2025) CMU - Light weight / Angelus Block Co. / 8" Light weight blocks / 9 x 8 x 16 Precision | (ARCHIVED 2025) CMU - Light weight | Angelus Block Co. | 8" Light weight blocks | 9 x 8 x 16 Precision |  |  | Avg of 2000, 2800 & 3750 psi | USA |  | 214.25 | m3 | 19.4879 | m2 at 8" block thickness | EPD-011 | ASTM | 2021 | 1825 | kg/m3 | 166 | kg/m2 of wall | [5 empty] | 0 | [7 empty] | 0.19 | 0.39 | 0.19 |  |  | 44 |  |  |  | Expired 2021 |  | FALSE
(ARCHIVED 2025) CMU - Light weight / Brampton Brick / 8" Carbon Cure Lightweight blocks / Carbon Cure 15 MPa | (ARCHIVED 2025) CMU - Light weight | Brampton Brick | 8" Carbon Cure Lightweight blocks | Carbon Cure 15 MPa |  |  |  | CAN |  | 387.9 | m3 | 35.283 | m2 at 8" block thickness |  | CarbonCure | 2020 | 1825 | kg/m3 | 166 | kg/m2 of wall | [5 empty] | 0 | [7 empty] | 0.19 | 0.39 | 0.19 |  |  | 45 |  |  |  | Expired 2020 |  | FALSE
CMU - Light weight / Brampton Brick (Boehmers) / 8" CarboClave Block / 8 x 8 x 16 | CMU - Light weight | Brampton Brick (Boehmers) | 8" CarboClave Block | 8 x 8 x 16 |  |  |  | CA | 2023-04-19 | 256 | m3 | 27.2091 | m2 at 8" block thickness | EPD-088 | ASTM International | 2024-01-07 | 1750 | kg/m3 | 186 | kg/m2 of wall | [5 empty] | 0 | [7 empty] | 0.39 | 0.19 | 0.19 |  |  | A15 | [5 empty] | FALSE
(ARCHIVED 2025) CMU - Light weight / Canadian Concrete Masonry Producers Assn / 8" Light weight blocks / 390 x 190 x 190 mm | (ARCHIVED 2025) CMU - Light weight | Canadian Concrete Masonry Producers Assn | 8" Light weight blocks | 390 x 190 x 190 mm |  |  | Avg of East and West region | CAN |  | 195.24 | m3 | 18.8149 | m2 at 8" block thickness | EPD 338 | ASTM | 2027 | 1722.56 | kg/m3 | 166 | kg/m2 of wall | [5 empty] | 0 | [12 empty] | 46 | [5 empty] | FALSE
CMU - Light weight / Canadian Concrete Masonry Producers Assn, East Region / 8" Light weight blocks / 15 MPa, 390 x 190 x 190 mm | CMU - Light weight | Canadian Concrete Masonry Producers Assn, East Region | 8" Light weight blocks | 15 MPa, 390 x 190 x 190 mm |  |  | Includes: Basalite, Brampton Brick, Brown's Concrete, Canal Block, Casey Concrete, Century Concrete, Day & Campbell, Cindercrete, Newcrete, Expocrete, Newtonbrook Block, Niagara Block, Richvale-York Block, Santerra Stonecraft, Shaw Brick, Simcoe Masonry, VJ Rice Concrete | CAN | 2024-02-05 | 176.54 | m3 | 19.0937 | m2 at 8" block thickness | EPD-338 | ASTM | 2027-09-06 | 1722.56 | kg/m3 | 186 | kg/m2 of wall | [5 empty] | 0 | [7 empty] | 0.39 | 0.19 | 0.19 |  |  | A16 | [5 empty] | FALSE
CMU - Light weight / Canadian Concrete Masonry Producers Assn, West Region / 8" Light weight blocks / 15 MPa, 390 x 190 x 190 mm | CMU - Light weight | Canadian Concrete Masonry Producers Assn, West Region | 8" Light weight blocks | 15 MPa, 390 x 190 x 190 mm |  |  | Includes: Basalite, Brampton Brick, Brown's Concrete, Canal Block, Casey Concrete, Century Concrete, Day & Campbell, Cindercrete, Newcrete, Expocrete, Newtonbrook Block, Niagara Block, Richvale-York Block, Santerra Stonecraft, Shaw Brick, Simcoe Masonry, VJ Rice Concrete | CAN | 2024-02-05 | 213.94 | m3 | 23.1387 | m2 at 8" block thickness | EPD-338 | ASTM | 2027-09-06 | 1722.56 | kg/m3 | 186 | kg/m2 of wall | [5 empty] | 0 | [7 empty] | 0.39 | 0.19 | 0.19 |  |  | A17 | [5 empty] | FALSE
(ARCHIVED 2023) CMU - Light weight / Canadian Concrete Masonry Producers Assn / 8" Light weight blocks / 391 x 190 x 190 mm | (ARCHIVED 2023) CMU - Light weight | Canadian Concrete Masonry Producers Assn | 8" Light weight blocks | 391 x 190 x 190 mm |  |  |  | CAN |  | 270 | m3 | 24.5589 | m2 at 8" block thickness | EPD-043 | ASTM | 2022 | 1825 | kg/m3 | 166 | kg/m2 of wall | [5 empty] | 0 | [7 empty] | 0.19 | 0.39 | 0.19 |  |  | 46_Archived |  |  |  | Expired 2022 |  | FALSE
(ARCHIVED 2025) CMU - Normal weight / Angelus Block Co. / 8" Normal weight blocks / 8 x 8 x 16 Precision | (ARCHIVED 2025) CMU - Normal weight | Angelus Block Co. | 8" Normal weight blocks | 8 x 8 x 16 Precision |  |  | Avg of 2000, 2800 & 3750 psi | USA |  | 194.67 | m3 | 16.5253 | m2 at 8" block thickness | EPD-010 | ASTM | 2020 | 2250 | kg/m3 | 191 | kg/m2 of wall | [5 empty] | 0 | [7 empty] | 0.19 | 0.39 | 0.19 |  |  | 47 |  |  |  | Expired 2020 |  | FALSE
(ARCHIVED 2025) CMU - Normal weight / Canadian Concrete Masonry Producers Assn / 8" Normal weight blocks / 390 x 190 x 190 mm | (ARCHIVED 2025) CMU - Normal weight | Canadian Concrete Masonry Producers Assn | 8" Normal weight blocks | 390 x 190 x 190 mm |  |  | Avg of East and West region | CAN |  | 228.51 | m3 | 19.9659 | m2 at 8" block thickness | EPD 338 | ASTM | 2027 | 2186 | kg/m3 | 191 | kg/m2 of wall | [5 empty] | 0 | [12 empty] | 48 | [5 empty] | FALSE
CMU - Normal weight / Canadian Concrete Masonry Producers Assn, East Region / 8" Normal weight blocks / 15 MPa, 390 x 190 x 190 mm | CMU - Normal weight | Canadian Concrete Masonry Producers Assn, East Region | 8" Normal weight blocks | 15 MPa, 390 x 190 x 190 mm |  |  | Includes: Basalite, Brampton Brick, Brown's Concrete, Canal Block, Casey Concrete, Century Concrete, Day & Campbell, Cindercrete, Newcrete, Expocrete, Newtonbrook Block, Niagara Block, Richvale-York Block, Santerra Stonecraft, Shaw Brick, Simcoe Masonry, VJ Rice Concrete | CAN | 2024-02-05 | 205.38 | m3 | 20.9507 | m2 at 8" block thickness | EPD-338 | ASTM | 2027 | 2186.12 | kg/m3 | 223 | kg/m2 of wall | [5 empty] | 0 | [7 empty] | 0.39 | 0.19 | 0.19 |  |  | A18 | [5 empty] | FALSE
CMU - Normal weight / Canadian Concrete Masonry Producers Assn, West Region / 8" Normal weight blocks / 15 MPa, 390 x 190 x 190 mm | CMU - Normal weight | Canadian Concrete Masonry Producers Assn, West Region | 8" Normal weight blocks | 15 MPa, 390 x 190 x 190 mm |  |  | Includes: Basalite, Brampton Brick, Brown's Concrete, Canal Block, Casey Concrete, Century Concrete, Day & Campbell, Cindercrete, Newcrete, Expocrete, Newtonbrook Block, Niagara Block, Richvale-York Block, Santerra Stonecraft, Shaw Brick, Simcoe Masonry, VJ Rice Concrete | CAN | 2024-02-05 | 251.64 | m3 | 25.6697 | m2 at 8" block thickness | EPD-338 | ASTM | 2027 | 2186.12 | kg/m3 | 223 | kg/m2 of wall | [5 empty] | 0 | [7 empty] | 0.39 | 0.19 | 0.19 |  |  | A19 | [5 empty] | FALSE
(ARCHIVED 2023) CMU - Normal weight / Canadian Concrete Masonry Producers Assn / 8" Normal weight blocks / 390 x 190 x 190 mm | (ARCHIVED 2023) CMU - Normal weight | Canadian Concrete Masonry Producers Assn | 8" Normal weight blocks | 390 x 190 x 190 mm |  |  |  | CAN |  | 260 | m3 | 22.0711 | m2 at 8" block thickness | EPD-042 | ASTM | 2021 | 2250 | kg/m3 | 191 | kg/m2 of wall | [5 empty] | 0 | [7 empty] | 0.19 | 0.39 | 0.19 |  |  | 48_Archived |  |  |  | Expired 2021 |  | FALSE
(ARCHIVED 2025) CMU - Normal weight / Permacon / 8" Normal weight blocks / NW STD 20CM GLPW | (ARCHIVED 2025) CMU - Normal weight | Permacon | 8" Normal weight blocks | NW STD 20CM GLPW |  |  |  | CAN |  | 209 | m3 | 17.7418 | m2 at 8" block thickness | 7135-8939 | CSA | 2021 | 2250 | kg/m3 | 191 | kg/m2 of wall | [5 empty] | 0 | [7 empty] | 0.19 | 0.39 | 0.19 |  |  | 49 |  |  |  | Expired 2021 |  | FALSE
CMU - Normal weight / Brampton Brick (Boehmers) / 8" CarboClave Block / 8 x 8 x 16 | CMU - Normal weight | Brampton Brick (Boehmers) | 8" CarboClave Block | 8 x 8 x 16 |  |  |  | CA | 2023-04-19 | 196 | m3 | 20.8133 | m2 at 8" block thickness | EPD-088 | ASTM International | 2024-01-07 | 2100 | kg/m3 | 223 | kg/m2 of wall | [5 empty] | 0 | [7 empty] | 0.39 | 0.19 | 0.19 |  |  | A20 | [5 empty] | FALSE
CMU - Rammed earth / Watershed Materials / Watershed Block / | CMU - Rammed earth | Watershed Materials | Watershed Block |  |  |  | 4% cement | USA |  | 1.284 | block | 15.5492 | m2 at 8" block thickness | LCA Dahmen & Kim, UBC |  |  | 2100 | kg/m3 | 12.11 | blocks/m2 | [5 empty] | 0 | [7 empty] | 0.19 | 0.39 | 0.19 |  |  | 50 |  |  |  | Peer-reviewed LCA |  | FALSE
CMU - Rammed earth / Watershed Materials / Watershed ZeroBlock / | CMU - Rammed earth | Watershed Materials | Watershed ZeroBlock |  |  |  | 0% cement | USA |  | 0.982 | block | 11.892 | m2 at 8" block thickness | LCA Dahmen & Kim, UBC |  |  | 2100 | kg/m3 | 12.11 | blocks/m2 | [5 empty] | 0 | [7 empty] | 0.19 | 0.39 | 0.19 |  |  | 51 |  |  |  | Peer-reviewed LCA |  | FALSE
Earthen Floor / Site made / / 3" cob, 1" clay plaster | Earthen Floor | Site made |  | 3" cob, 1" clay plaster |  |  | Adapted by Erik Bowden from cob wall LCA study data | USA |  | 3.45 | m2 | 3.45 | m2 | Ben-Alon et al LCA, 2019 |  |  | 168.2 | kg/m2 | 1.8 | kg straw/m2 |  |  |  | 1 | 0.47 | 2.7918 | [7 empty] | 1 | 1 | 0.102 |  |  | 52 |  |  |  | Adapted from peer-reviewed LCA, 2019 |  | FALSE
Cob wall / Site mixed / / 18" (457 mm) avg. thickness | Cob wall | Site mixed |  | 18" (457 mm) avg. thickness |  |  |  | USA |  | 13.2 | m2 | 13.12 | m2 at 457 mm | Ben-Alon et al LCA, 2019 |  |  | 1222 | kg/m3 | 10.1 | kg straw/m2 |  |  |  | 1 | 0.47 | 15.6651 | [7 empty] | 1 | 1 | 0.457 |  |  | 53 |  |  |  | Peer-reviewed LCA, 2019 |  | FALSE
Compressed earth block / Factory made / Stabilized with 6.5% NHL / 31.5 x 6 x 2.75 " (300 x 150 x 70 mm) | Compressed earth block | Factory made | Stabilized with 6.5% NHL | 31.5 x 6 x 2.75 " (300 x 150 x 70 mm) |  |  |  | EU |  | 0.388 | block | 8.6222 | m2 at 6" block | Fernandes et al LCA, 2019 |  |  | 1900 | kg/m3 | 22.2222 | blocks/m2 | [5 empty] | 0 | [12 empty] | 54 |  |  |  | Peer-reviewed LCA, 2019 |  | FALSE
Compressed straw board / Stramit / 60 mm board / R 3.9/inch | Compressed straw board | Stramit | 60 mm board | R 3.9/inch |  |  |  | EU |  | 0.59 | m2 | 0.59 | m2 | Stramit LCA, 2019 |  |  | 23 | kg/m2 at 60mm | 1.4 | kgCO2/kg storage | 3.9 |  |  | 1 | 0.47 | 34.65 | m2 at 60mm | [11 empty] | 55 |  |  |  | Peer-reviewed LCA, 2019 |  | FALSE
Concrete / Butler Concrete / Avg of 19 different 25 Mpa mixes / | Concrete | Butler Concrete | Avg of 19 different 25 Mpa mixes |  |  |  |  | CAN |  | 189 | m3 | 189 | m3 | 07/26/2020 | ASTM | 2025 | 2305 | kg/m3 | [7 empty] | 0 | [12 empty] | 56 | 0-25 |  |  | Expired 2025 |  | FALSE
Concrete - 0-25 MPa, Industry Average Benchmark / CRMCA / Can. Avg. / | Concrete - 0-25 MPa, Industry Average Benchmark | CRMCA | Can. Avg. |  |  |  | Mix #3 | CAN | 2021-02-04 | 304.52 | m3 | 304.52 | m3 | 10092 | NSF | 2022 | 2305 | kg/m3 | [7 empty] | 0 | [12 empty] | 57 | 0-25 | 1 |  | Expired 2022 |  | FALSE | Yukon | Yukon | Northwest Territories | Territoires du Nord-Ouest | Nunavut | Nunavut | Canada
Concrete - 0-25 MPa, 0-14% FA/SL, GU / CRMCA / Can. Avg. / | Concrete - 0-25 MPa, 0-14% FA/SL, GU | CRMCA | Can. Avg. |  |  |  | Avg of #1 with and #2 without air | CAN | 2021-02-04 | 320.39 | m3 | 320.39 | m3 | 10092 | NSF | 2022 | 2305 | kg/m3 | [7 empty] | 0 | [12 empty] | 58 | 0-25 | 2 |  | Expired 2022 |  | FALSE | Yukon | Yukon | Northwest Territories | Territoires du Nord-Ouest | Nunavut | Nunavut | Canada
Concrete - 0-25 MPa, 15-29% Fly Ash, GU / CRMCA / Can. Avg. / | Concrete - 0-25 MPa, 15-29% Fly Ash, GU | CRMCA | Can. Avg. |  |  |  | Avg of #4 with and #6 without air | CAN | 2021-02-04 | 289.115 | m3 | 289.115 | m3 | 10092 | NSF | 2022 | 2305 | kg/m3 | [7 empty] | 0 | [12 empty] | 59 | 0-25 | 3 |  | Expired 2022 |  | FALSE | Yukon | Yukon | Northwest Territories | Territoires du Nord-Ouest | Nunavut | Nunavut | Canada
Concrete - 0-25 MPa, 30-40% Fly Ash, GU / CRMCA / Can. Avg. / | Concrete - 0-25 MPa, 30-40% Fly Ash, GU | CRMCA | Can. Avg. |  |  |  | Avg of #8 with and #10 without air | CAN | 2021-02-04 | 255.305 | m3 | 255.305 | m3 | 10092 | NSF | 2022 | 2305 | kg/m3 | [7 empty] | 0 | [12 empty] | 60 | 0-25 | 4 |  | Expired 2022 |  | FALSE | Yukon | Yukon | Northwest Territories | Territoires du Nord-Ouest | Nunavut | Nunavut | Canada
Concrete - 0-25 MPa, 25-34% Slag, GU / CRMCA / Can. Avg. / | Concrete - 0-25 MPa, 25-34% Slag, GU | CRMCA | Can. Avg. |  |  |  | Avg of #12 with and #14 without air | CAN | 2021-02-04 | 262.24 | m3 | 262.24 | m3 | 10092 | NSF | 2022 | 2305 | kg/m3 | [7 empty] | 0 | [12 empty] | 61 | 0-25 | 5 |  | Expired 2022 |  | FALSE | Yukon | Yukon | Northwest Territories | Territoires du Nord-Ouest | Nunavut | Nunavut | Canada
Concrete - 0-25 MPa, 35-50% Slag, GU / CRMCA / Can. Avg. / | Concrete - 0-25 MPa, 35-50% Slag, GU | CRMCA | Can. Avg. |  |  |  | Avg of #16 with and #18 without air | CAN | 2021-02-04 | 238.985 | m3 | 238.985 | m3 | 10092 | NSF | 2022 | 2305 | kg/m3 | [7 empty] | 0 | [12 empty] | 62 | 0-25 | 6 |  | Expired 2022 |  | FALSE | Yukon | Yukon | Northwest Territories | Territoires du Nord-Ouest | Nunavut | Nunavut | Canada
Concrete - 26-30 MPa, Canadian Benchmark Average / CRMCA / Can. Avg. / | Concrete - 26-30 MPa, Canadian Benchmark Average | CRMCA | Can. Avg. |  |  |  | Mix #22 | CAN | 2021-02-04 | 349.68 | m3 | 349.68 | m3 | 10092 | NSF | 2022 | 2305 | kg/m3 | [7 empty] | 0 | [12 empty] | 63 | 26-30 | 1 |  | Expired 2022 |  | FALSE | Yukon | Yukon | Northwest Territories | Territoires du Nord-Ouest | Nunavut | Nunavut | Canada
Concrete - 26-30 MPa, 0-14% FA/SL, GU / CRMCA / Can. Avg. / | Concrete - 26-30 MPa, 0-14% FA/SL, GU | CRMCA | Can. Avg. |  |  |  | Avg of #20 with and #21 without air | CAN | 2021-02-04 | 360.3 | m3 | 360.3 | m3 | 10092 | NSF | 2022 | 2305 | kg/m3 | [7 empty] | 0 | [12 empty] | 64 | 26-30 | 2 |  | Expired 2022 |  | FALSE | Yukon | Yukon | Northwest Territories | Territoires du Nord-Ouest | Nunavut | Nunavut | Canada
Concrete - 26-30 MPa, 15-29% Fly Ash, GU / CRMCA / Can. Avg. / | Concrete - 26-30 MPa, 15-29% Fly Ash, GU | CRMCA | Can. Avg. |  |  |  | Avg of #23 with and #25 without air | CAN | 2021-02-04 | 324.485 | m3 | 324.485 | m3 | 10092 | NSF | 2022 | 2305 | kg/m3 | [7 empty] | 0 | [12 empty] | 65 | 26-30 | 3 |  | Expired 2022 |  | FALSE | Yukon | Yukon | Northwest Territories | Territoires du Nord-Ouest | Nunavut | Nunavut | Canada
Concrete - 26-30 MPa, 30-40% Fly Ash, GU / CRMCA / Can. Avg. / | Concrete - 26-30 MPa, 30-40% Fly Ash, GU | CRMCA | Can. Avg. |  |  |  | Avg of #27 with and #29 without air | CAN | 2021-02-04 | 285.765 | m3 | 285.765 | m3 | 10092 | NSF | 2022 | 2305 | kg/m3 | [7 empty] | 0 | [12 empty] | 66 | 26-30 | 4 |  | Expired 2022 |  | FALSE | Yukon | Yukon | Northwest Territories | Territoires du Nord-Ouest | Nunavut | Nunavut | Canada
Concrete - 26-30 MPa, 25-34% Slag, GU / CRMCA / Can. Avg. / | Concrete - 26-30 MPa, 25-34% Slag, GU | CRMCA | Can. Avg. |  |  |  | Avg of #31 with and #33 without air | CAN | 2021-02-04 | 293.71 | m3 | 293.71 | m3 | 10092 | NSF | 2022 | 2305 | kg/m3 | [7 empty] | 0 | [12 empty] | 67 | 26-30 | 5 |  | Expired 2022 |  | FALSE | Yukon | Yukon | Northwest Territories | Territoires du Nord-Ouest | Nunavut | Nunavut | Canada
Concrete - 26-30 MPa, 35-50% Slag, GU / CRMCA / Can. Avg. / | Concrete - 26-30 MPa, 35-50% Slag, GU | CRMCA | Can. Avg. |  |  |  | Avg of #35 with and #37 without air | CAN | 2021-02-04 | 267.08 | m3 | 267.08 | m3 | 10092 | NSF | 2022 | 2305 | kg/m3 | [7 empty] | 0 | [12 empty] | 68 | 26-30 | 6 |  | Expired 2022 |  | FALSE | Yukon | Yukon | Northwest Territories | Territoires du Nord-Ouest | Nunavut | Nunavut | Canada
Concrete - 31-35 MPa, Canadian Benchmark Average / CRMCA / Can. Avg. / | Concrete - 31-35 MPa, Canadian Benchmark Average | CRMCA | Can. Avg. |  |  |  | Mix #41 | CAN | 2021-02-04 | 417.05 | m3 | 417.05 | m3 | 10092 | NSF | 2022 | 2305 | kg/m3 | [7 empty] | 0 | [12 empty] | 69 | 31-35 | 1 |  | Expired 2022 |  | FALSE | Yukon | Yukon | Northwest Territories | Territoires du Nord-Ouest | Nunavut | Nunavut | Canada
Concrete - 31-35 MPa, 0-14% FA/SL, GU / CRMCA / Can. Avg. / | Concrete - 31-35 MPa, 0-14% FA/SL, GU | CRMCA | Can. Avg. |  |  |  | Avg of #39 with and #40 without air | CAN | 2021-02-04 | 418.2 | m3 | 418.2 | m3 | 10092 | NSF | 2022 | 2305 | kg/m3 | [7 empty] | 0 | [12 empty] | 70 | 31-35 | 2 |  | Expired 2022 |  | FALSE | Yukon | Yukon | Northwest Territories | Territoires du Nord-Ouest | Nunavut | Nunavut | Canada
Concrete - 31-35 MPa, 15-29% Fly Ash, GU / CRMCA / Can. Avg. / | Concrete - 31-35 MPa, 15-29% Fly Ash, GU | CRMCA | Can. Avg. |  |  |  | Avg of #42 with and #44 without air | CAN | 2021-02-04 | 375.775 | m3 | 375.775 | m3 | 10092 | NSF | 2022 | 2305 | kg/m3 | [7 empty] | 0 | [12 empty] | 71 | 31-35 | 3 |  | Expired 2022 |  | FALSE | Yukon | Yukon | Northwest Territories | Territoires du Nord-Ouest | Nunavut | Nunavut | Canada
Concrete - 31-35 MPa, 30-40% Fly Ash, GU / CRMCA / Can. Avg. / | Concrete - 31-35 MPa, 30-40% Fly Ash, GU | CRMCA | Can. Avg. |  |  |  | Avg of #46 with and #48 without air | CAN | 2021-02-04 | 329.915 | m3 | 329.915 | m3 | 10092 | NSF | 2022 | 2305 | kg/m3 | [7 empty] | 0 | [12 empty] | 72 | 31-35 | 4 |  | Expired 2022 |  | FALSE | Yukon | Yukon | Northwest Territories | Territoires du Nord-Ouest | Nunavut | Nunavut | Canada
Concrete - 31-35 MPa, 25-34% Slag, GU / CRMCA / Can. Avg. / | Concrete - 31-35 MPa, 25-34% Slag, GU | CRMCA | Can. Avg. |  |  |  | Avg of #50 with and #52 without air | CAN | 2021-02-04 | 339.325 | m3 | 339.325 | m3 | 10092 | NSF | 2022 | 2305 | kg/m3 | [7 empty] | 0 | [12 empty] | 73 | 31-35 | 5 |  | Expired 2022 |  | FALSE | Yukon | Yukon | Northwest Territories | Territoires du Nord-Ouest | Nunavut | Nunavut | Canada
Concrete - 31-35 MPa, 35-50% Slag, GU / CRMCA / Can. Avg. / | Concrete - 31-35 MPa, 35-50% Slag, GU | CRMCA | Can. Avg. |  |  |  | Avg of #54 with and #56 without air | CAN | 2021-02-04 | 307.775 | m3 | 307.775 | m3 | 10092 | NSF | 2022 | 2305 | kg/m3 | [7 empty] | 0 | [12 empty] | 74 | 31-35 | 6 |  | Expired 2022 |  | FALSE | Yukon | Yukon | Northwest Territories | Territoires du Nord-Ouest | Nunavut | Nunavut | Canada
Concrete - 20 MPa, Standard mix / NRMCA / US Avg / | Concrete - 20 MPa, Standard mix | NRMCA | US Avg |  |  |  | 3000-00-FA/SL | USA | 2021-02-04 | 345.5 | m3 | 345.5 | m3 | EPD10294 | NSF | 2024 | 2305 | kg/m3 | [5 empty] | 0 |  | 0 | [12 empty] | 75 | 0-25 | 1 |  | Expired 2024 |  | FALSE
Concrete - 20 MPa, 20-30% Fly Ash / NRMCA / US Avg / | Concrete - 20 MPa, 20-30% Fly Ash | NRMCA | US Avg |  |  |  | 3000-20-FA | USA | 2021-02-04 | 297.1 | m3 | 297.1 | m3 | EPD10295 | NSF | 2024 | 2305 | kg/m3 | [5 empty] | 0 |  | 0 | [12 empty] | 76 | 0-25 | 2 |  | Expired 2024 |  | FALSE
Concrete - 20 MPa, 30-40% FA/SL / NRMCA / US Avg / | Concrete - 20 MPa, 30-40% FA/SL | NRMCA | US Avg |  |  |  | 3000-30-FA/SL | USA | 2021-02-04 | 269.115 | m3 | 269.115 | m3 | EPD10296 | NSF | 2024 | 2305 | kg/m3 | [5 empty] | 0 |  | 0 | [12 empty] | 77 | 0-25 | 3 |  | Expired 2024 |  | FALSE
Concrete - 20 MPa, 40-50% FA/SL mix / NRMCA / US Avg / | Concrete - 20 MPa, 40-50% FA/SL mix | NRMCA | US Avg |  |  |  | 3000-40-FA/SL | USA | 2021-02-04 | 242.3 | m3 | 242.3 | m3 | EPD10297 | NSF | 2024 | 2305 | kg/m3 | [5 empty] | 0 |  | 0 | [12 empty] | 78 | 0-25 | 4 |  | Expired 2024 |  | FALSE
Concrete - 20 MPa, >50% SCM mix / NRMCA / US Avg / | Concrete - 20 MPa, >50% SCM mix | NRMCA | US Avg |  |  |  | 3000-50-FA/SL | USA | 2021-02-04 | 214.8 | m3 | 214.8 | m3 | EPD10298 | NSF | 2024 | 2305 | kg/m3 | [5 empty] | 0 |  | 0 | [12 empty] | 79 | 0-25 | 5 |  | Expired 2024 |  | FALSE
(ARCHIVED 2025) Cork board insulation / Amorim / Isolamentos / R4/inch | (ARCHIVED 2025) Cork board insulation | Amorim | Isolamentos | R4/inch |  |  |  | EU |  | -198 | m3 | 2.9759 | m2 RSI 1 | DAP 002:2016 | DAP Habitat | 2021 | 115 | kg/m3 |  |  |  | 0.04 | W/(mK) | 1 | 0.646 | 9.8063 | kg CO2e/m2-RSI1 |  |  |  | 272.3967 | [7 empty] | 80 |  |  |  | Expired 2021 |  | FALSE
Cork board insulation / Amorim / Expanded Insulation Corkboard (ICB) / R3.6-inch, 115 kg/m3 | Cork board insulation | Amorim | Expanded Insulation Corkboard (ICB) | R3.6-inch, 115 kg/m3 |  |  |  | EU | 2024-02-06 | 82.8 | m3 | 3.312 | m2•RSI | EPD HUB-0281 | EPD Hub | 2028 | 115 | kg/m3 | 4.6 | kg/m2 RSI1 | 3.6055 | 0.04 | W/(mK) | 1 | 0.646 | 9.8063 | kg CO2e/m2•RSI |  | 8.48 |  | 272.3967 |  | 8.48 | [5 empty] | A21 | [5 empty] | FALSE
(ARCHIVED 2025) Cork flooring / Amorim / Revestimentos S.A. / Cork floating floor planks | (ARCHIVED 2025) Cork flooring | Amorim | Revestimentos S.A. | Cork floating floor planks |  |  |  | EU |  | 9.34 | m2 | 9.34 | m2 | EPD-AMO-20150057-IAA1-EN | IBU | 2021 | 8.4 | kg/m2 | [5 empty] | 0.31 | 0.55 | 4.7263 | m2 |  |  |  | 5.2514 |  |  | 0.006 | 1.225 | 0.145 |  |  | 81 |  |  |  | Expired 2021 |  | FALSE
Cork flooring / European Resilient Flooring Manufacturers' Institute / Includes: Altro, Amorim, Amtico, Artigo, Aspecta, BeauFlor, Dickson, Mflor, Forbo, Gerflor, IVC, Nora, Polyflor, Tarkett, Kahrs, Windmoller / Cork floor tiles | Cork flooring | European Resilient Flooring Manufacturers' Institute | Includes: Altro, Amorim, Amtico, Artigo, Aspecta, BeauFlor, Dickson, Mflor, Forbo, Gerflor, IVC, Nora, Polyflor, Tarkett, Kahrs, Windmoller | Cork floor tiles |  |  |  | EU |  | -2.74 | m2 | 0.77219 | m2 | EPD-ERF-20180184-CCI1-EN | IBU | 2024 | 2 | kg/m2 | [5 empty] | 0.87 | 0.55 | 3.1581 | m2 |  |  |  | 3.509 |  |  | 0.004 |  |  |  |  | 82 |  |  |  | Expired 2024 |  | FALSE
(ARCHIVED 2025) Cross Laminated Timber / Nordic / X-Lam / 3-1/2" (90mm) thick | (ARCHIVED 2025) Cross Laminated Timber | Nordic | X-Lam | 3-1/2" (90mm) thick |  |  | Wood biogenic carbon storage set to zero | CAN |  | 121.89 | m3 | 10.9701 | m2 at 3-1/2" thickness | August, 2018 | FPInnovations | 2023 | 410.46 | kg/m3 | 0.09 | m thickness |  |  |  | 0.989 | 0.5 | 60.3376 | m2 at 3-1/2" thickness | 0.825 | 18.2675 |  |  | 60.3376 | [6 empty] | 83 |  |  |  | Expired 2023 |  | FALSE
Cross Laminated Timber (CLT) / Nordic / X-Lam / 3-1/2" (90mm) thick | Cross Laminated Timber (CLT) | Nordic | X-Lam | 3-1/2" (90mm) thick |  |  |  | CAN | 2024-02-06 | 69.96 | m3 | 6.2192 | m2 at 3-1/2" thickness | 5960-4998 | CSA | 2028 | 456 | kg/m3 | 0.09 | m thickness |  |  |  | 0.9897 | 0.5 | 67.0795 |  |  | 20.3086 |  | 74.5327 | 67.0795 | m2 at 3.5" | [5 empty] | A22 | [5 empty] | FALSE
Cross Laminated Timber (CLT) / Element5 / Crosslam CLT / 3-1/2" (90mm) thick | Cross Laminated Timber (CLT) | Element5 | Crosslam CLT | 3-1/2" (90mm) thick |  |  |  | CA | 2024-02-02 | 122 | m3 | 10.8444 | m2 at 3-1/2" thickness | EPD 408 | ASTM | 2027 | 448 | kg/m3 | 0.09 | m thickness |  |  | 865.9 |  |  | 70.1379 |  |  | 0 |  |  | 70.1379 | m2 at 3.5" |  |  | 0.0889 |  |  | A23 | [5 empty] | FALSE
Cross Laminated Timber (CLT) / Kalesnikoff Lumber Co. / / 3-1/2" (90mm) thick | Cross Laminated Timber (CLT) | Kalesnikoff Lumber Co. |  | 3-1/2" (90mm) thick |  |  |  | CA | 2024-01-20 | 124.5 | m3 | 11.07 | m2 at 3-1/2" thickness | EPD295 | ASTM International | 2027-03-16 | 446 | kg/m3 | 0.09 | m thickness |  |  | 1045.63 |  |  | 84.696 |  |  | 0 |  |  | 84.696 | m2 at 3.5" |  |  | 0.0889 |  |  | A24 | [5 empty] | FALSE
Cross Laminated Timber (CLT) / Nordic / Nordic Lam / 3-1/2" (90mm) thick | Cross Laminated Timber (CLT) | Nordic | Nordic Lam | 3-1/2" (90mm) thick |  |  |  | CAN | 2024-02-06 | 136.34 | m3 | 12.1202 | m2 at 3-1/2" thickness | 5915-5885 | CSA | 2028 | 486 | kg/m3 | 0.09 | m thickness |  |  |  | 0.967 | 0.5 | 69.8528 |  |  | 21.1483 |  | 77.6142 | 69.8528 | m2 at 3.5" | [5 empty] | A25 | [5 empty] | FALSE
Cross Laminated Timber (CLT) / Vaagen Timbers / Crosslam CLT / 3-1/2" (90mm) thick | Cross Laminated Timber (CLT) | Vaagen Timbers | Crosslam CLT | 3-1/2" (90mm) thick |  |  |  | US | 2024-02-02 | 136.11 | m3 | 12.0987 | m2 at 3-1/2" thickness | EPD 168 | ASTM | 2026 | 442.5 | kg/m3 | 0.09 | m thickness |  |  | 850.23 |  |  | 68.8686 |  |  | 0 |  |  | 68.8686 | m2 at 3.5" |  |  | 0.0889 |  |  | A26 | [5 empty] | FALSE
Cross Laminated Timber (CLT) / Structurlam / CrossLam / 3-1/2" (90mm) thick | Cross Laminated Timber (CLT) | Structurlam | CrossLam | 3-1/2" (90mm) thick |  |  | Wood biogenic carbon storage set to zero | CAN |  | 124.02 | m3 | 11.1618 | m2 at 3-1/2" thickness | EPD124 | ASTM | 2025 | 481 | kg/m3 | 0.09 | m thickness |  |  |  | 0.995 | 0.5 | 71.136 | m2 at 3-1/2" thickness | 0.825 | 21.5368 |  |  | 71.136 | m2 at 3-1/2" thickness | [5 empty] | 84 |  |  |  | Expired 2025 |  | FALSE
Dowel Laminated Timber / StructureCraft / DowelLam / 3-1/2" (90mm) thick | Dowel Laminated Timber | StructureCraft | DowelLam | 3-1/2" (90mm) thick |  |  | Wood biogenic carbon storage set to zero | CAN |  | 121.4 | m3 | 10.926 | m2 at 3-1/2" thickness | EPD157 | ASTM | 2025 | 449 | kg/m3 | 0.09 | m thickness |  | 924.01 | kgCo2e/m3 | 0.9986 | 0.5 | 74.8448 | m2 at 3-1/2" thickness | 0.825 | 20.1767 |  |  | 74.8448 | m2 at 3-1/2" thickness | [5 empty] | 85 |  |  |  | Expired 2025 |  | FALSE
(ARCHIVED 2025) Drywall 1/2" / CertainTeed / AirRenew / 1/2" (12.7 mm) | (ARCHIVED 2025) Drywall 1/2" | CertainTeed | AirRenew | 1/2" (12.7 mm) |  |  |  | USA |  | 138 | 92.9m2 | 1.4855 | m2 | 4786663719.107.0 | UL Env. | 2022 | 7.3 | kg/m2 | [7 empty] | 0 | [12 empty] | 86 |  |  |  | Expired 2022 |  | FALSE
(ARCHIVED 2025) Drywall 1/2" / CertainTeed / Easi-Lite / 1/2" (12.7 mm) | (ARCHIVED 2025) Drywall 1/2" | CertainTeed | Easi-Lite | 1/2" (12.7 mm) |  |  |  | CAN |  | 142 | 92.9m2 | 1.5285 | m2 | 4786663719.111.1 | ASTM | 2020 | 6.35 | kg/m2 | [7 empty] | 0 | [12 empty] | 87 |  |  |  | Expired 2020 |  | FALSE
(ARCHIVED 2025) Drywall 1/2" / CertainTeed / M2Tech moisture resistant / 1/2" (12.7 mm) | (ARCHIVED 2025) Drywall 1/2" | CertainTeed | M2Tech moisture resistant | 1/2" (12.7 mm) |  |  |  | CAN |  | 174 | 92.9m2 | 1.873 | m2 | 4786663719.114.1 | UL Env. | 2022 | 7.8 | kg/m2 | [7 empty] | 0 | [12 empty] | 88 |  |  |  | Expired 2022 |  | FALSE
Drywall 1/2" / Pabco / QuietRock / QuietRock 1/2" | Drywall 1/2" | Pabco | QuietRock | QuietRock 1/2" |  |  |  | USA |  | 451 | 92.9m2 | 4.8547 | m2 | EPD-156 | ASTM | 2025 | 10.3 | kg/m2 | [7 empty] | 0 | [12 empty] | 89 |  |  |  | Expired 2025 |  | FALSE
Drywall 5/8" / / Includes American Gypsum, CertainTeed, Continental, Georgia-Pacific, National Gypsum, Pabco, USG, CGC / 5/8" | Drywall 5/8" |  | Includes American Gypsum, CertainTeed, Continental, Georgia-Pacific, National Gypsum, Pabco, USG, CGC | 5/8" |  |  |  | USA & CAN |  | 277 | 92.9m2 | 2.9817 | m2 | EPD 10270 | NSF | 2025 | 10.67 | kg/m2 | [7 empty] | 0 | [12 empty] | 90 |  |  |  | Expired 2025 |  | FALSE
(ARCHIVED 2025) Drywall 5/8" / USG / EcoSmart Firecode / 5/8" | (ARCHIVED 2025) Drywall 5/8" | USG | EcoSmart Firecode | 5/8" | [5 empty] | 193 | 92.9m2 | 2.0775 | m2 | 4787352797.107.1 | UL Env. | 2023 | 8.3 | kg/m2 | [7 empty] | 0 | [12 empty] | 91 |  |  |  | Expired 2023 |  | FALSE
Drywall 5/8" / USG / Sheetrock Brand EcoSmart Firecode X / 5/8'' type X | Drywall 5/8" | USG | Sheetrock Brand EcoSmart Firecode X | 5/8'' type X |  |  | Type X | US | 2024-01-03 | 219 | 1000 ft2 | 2.3573 | m² | EPD 216 | ASTM International | 2026-04-06 | 8.8 | kg/m2 | [7 empty] | 0 | [12 empty] | A27 | [5 empty] | FALSE
EPDM Roofing Membrane / SPRI / / | EPDM Roofing Membrane | SPRI |  |  |  |  | 60 mils, Non-reinforced single ply | USA |  | 6.69 | m2 | 6.69 | m2 | 4786842353.103.1 | UL Env. | 2022 | 2.07 | kg/m2 | [7 empty] | 0 | [12 empty] | 92 |  |  |  | Expired 2022 |  | FALSE
(ARCHIVED 2025) EPS foam board / EPS Industry Alliance / / R 4.6/inch, Type IX, 25 psi (Type 3, 140 kPa) | (ARCHIVED 2025) EPS foam board | EPS Industry Alliance |  | R 4.6/inch, Type IX, 25 psi (Type 3, 140 kPa) |  |  |  | USA & CAN |  | 4.77 | m2 RSI 1 | 4.77 | m2 RSI 1 | 4787238561.101.2 | UL Env. | 2022 | 48 | kg/m3 |  |  | 4.6 |  |  |  |  | 0 | [12 empty] | 93 |  |  |  | Expired 2022 |  | FALSE
(ARCHIVED 2025) EPS foam board / EPS Industry Alliance / / R 4/inch, Type II, 15 psi (Type 2, 110 kPa) | (ARCHIVED 2025) EPS foam board | EPS Industry Alliance |  | R 4/inch, Type II, 15 psi (Type 2, 110 kPa) |  |  |  | USA & CAN |  | 3.77 | m2 RSI 1 | 3.77 | m2 RSI 1 | 4787238561.101.1 | UL Env. | 2022 | 21.6 | kg/m3 |  |  | 4 |  |  |  |  | 0 | [12 empty] | 94 |  |  |  | Expired 2022 |  | FALSE
EPS foam board / EPS Industry Alliance / / R 3.6/inch, Type I, 10 psi (70 kPa) | EPS foam board | EPS Industry Alliance |  | R 3.6/inch, Type I, 10 psi (70 kPa) |  |  | Includes: Atlas Molded Products, Beaver Plastics, Insulfoam, Insulation Technology, Groupe Isolofoam, Le Groupe Legerlite, Plasti-Fab EPS, Polar Industries, Progressive Foam Technologies, Thermal Foams | US & CA | 2024-02-05 | 2.53 | m2•RSI | 2.53 | m2•RSI | 4790678084.101.1 | UL Environment | 2028 | 14.4 | kg/m3 |  |  | 3.6 | 0.040061 |  |  |  | 0 | [12 empty] | A28 | [5 empty] | FALSE
EPS foam board / EPS Industry Alliance / / R 4.0/inch, Type II, 15 psi (100 kPa) | EPS foam board | EPS Industry Alliance |  | R 4.0/inch, Type II, 15 psi (100 kPa) |  |  | Includes: Atlas Molded Products, Beaver Plastics, Insulfoam, Insulation Technology, Groupe Isolofoam, Le Groupe Legerlite, Plasti-Fab EPS, Polar Industries, Progressive Foam Technologies, Thermal Foams | US & CA | 2024-02-05 | 3.4307 | m2•RSI | 3.4307 | m2•RSI | 4790678084.101.1 | UL Environment | 2028 | 21.6 | kg/m3 | 0.7 | KM2/w | 4 | 0.036055 |  |  |  | 0 | [12 empty] | A29 | [5 empty] | FALSE
EPS foam board / EPS Industry Alliance / / R 4.2/inch, Type IX, 25 psi (170 kPa) | EPS foam board | EPS Industry Alliance |  | R 4.2/inch, Type IX, 25 psi (170 kPa) |  |  | Includes: Atlas Molded Products, Beaver Plastics, Insulfoam, Insulation Technology, Groupe Isolofoam, Le Groupe Legerlite, Plasti-Fab EPS, Polar Industries, Progressive Foam Technologies, Thermal Foams | US & CA | 2024-02-05 | 4.327 | m2•RSI | 4.327 | m2•RSI | 4790678084.101.1 | UL Environment | 2028 | 28.8 | kg/m3 | 0.74 | KM2/w | 4.2 | 0.034338 |  |  |  | 0 | [12 empty] | A30 | [5 empty] | FALSE
EPS foam board / EPS Industry Alliance / / R 4.3/inch, Type XV, 60 psi (400 kPa) | EPS foam board | EPS Industry Alliance |  | R 4.3/inch, Type XV, 60 psi (400 kPa) |  |  | Includes: Atlas Molded Products, Beaver Plastics, Insulfoam, Insulation Technology, Groupe Isolofoam, Le Groupe Legerlite, Plasti-Fab EPS, Polar Industries, Progressive Foam Technologies, Thermal Foams | US & CA | 2024-02-05 | 7.0365 | m2•RSI | 7.0365 | m2•RSI | 4790678084.101.1 | UL Environment | 2028 | 48.1 | kg/m3 | 0.76 | KM2/w | 4.3 | 0.03354 |  |  |  | 0 | [12 empty] | A31 | [5 empty] | FALSE
(ARCHIVED 2025) EPS foam board with graphite / BASF / Neopor / R 4.7/inch, Type IX | (ARCHIVED 2025) EPS foam board with graphite | BASF | Neopor | R 4.7/inch, Type IX |  |  |  | USA & CAN |  | 3.42 | m2 RSI 1 | 3.42 | m2 RSI 1 | EPD10328 | NSF | 2026 | 28.8 | kg/m3 |  |  | 4.7 |  |  |  |  | 0 | [12 empty] | 95 | [5 empty] | FALSE
(ARCHIVED 2025) EPS foam board with graphite / BASF / Neopor / R 4.7/inch, Type II, 15 psi (Type 2, 110 kPa) | (ARCHIVED 2025) EPS foam board with graphite | BASF | Neopor | R 4.7/inch, Type II, 15 psi (Type 2, 110 kPa) |  |  |  | USA & CAN |  | 2.76 | m2 RSI 1 | 2.76 | m2 RSI 1 | EPD10327 | NSF | 2025 | 21.6 | kg/m3 |  |  | 4.7 |  |  |  |  | 0 | [12 empty] | 96 |  |  |  | Expired 2025 |  | FALSE
EPS foam board with graphite / BASF / Neopor F 5200 Plus / R 4.7-inch, Type IX, 25 psi | EPS foam board with graphite | BASF | Neopor F 5200 Plus | R 4.7-inch, Type IX, 25 psi |  |  | Includes: Atlas Molded Products, Beaver Plastic, Insulfoam, Polar Central, Progressive Foam, Plastifab | US & CA | 2024-02-06 | 2.944 | m2•RSI | 2.944 | m2•RSI | EPD10841 | NSF | 2028 | 21.62 | kg/m3 |  |  | 4.7 | 0.030685 |  |  |  | 0 | [12 empty] | A32 | [5 empty] | FALSE
EPS foam board with graphite / BASF / Neopor F 5200 & F 5300 Plus BMB / R 4.7/inch, Type II, 15 psi (Type 2, 110 kPa) | EPS foam board with graphite | BASF | Neopor F 5200 & F 5300 Plus BMB | R 4.7/inch, Type II, 15 psi (Type 2, 110 kPa) |  |  |  | US & CA | 2024-01-02 | 2.313 | m2•RSI | 2.313 | m2•RSI | EPD10842 | NSF Certification LLC | 2028-06-01 | 21.6 | kg/m3 |  |  | 4.7 |  |  |  |  | 0 | [12 empty] | A33 | [5 empty] | FALSE
EPS foam board with graphite / BASF / Neopor F 5200 & F 5300 Plus BMB / R 4.7/inch, Type IX, 25 psi (Type 9, 175 kPa) | EPS foam board with graphite | BASF | Neopor F 5200 & F 5300 Plus BMB | R 4.7/inch, Type IX, 25 psi (Type 9, 175 kPa) |  |  |  | US & CA | 2024-01-02 | 3.084 | m2•RSI | 3.084 | m2•RSI | EPD10842 | NSF Certification LLC | 2028-06-01 | 28.8 | kg/m3 |  |  | 4.7 |  |  |  |  | 0 | [12 empty] | A34 | [5 empty] | FALSE
EPS foam board with graphite / BASF / Neopor F 5200 Plus / R 4.7/inch, Type II, 15 psi (Type 2, 110 kPa) | EPS foam board with graphite | BASF | Neopor F 5200 Plus | R 4.7/inch, Type II, 15 psi (Type 2, 110 kPa) |  |  | Includes: Atlas Molded Products, Beaver Plastic, Insulfoam, Polar Central, Progressive Foam, Plastifab | US & CA | 2024-02-06 | 2.275 | m2•RSI | 2.275 | m2•RSI | EPD10841 | NSF | 2028 | 14.42 | kg/m3 |  |  | 4.7 | 0.030685 |  |  |  | 0 | [12 empty] | A35 | [5 empty] | FALSE
Fiber Cement roofing / Cembrit / Corrugated sheets / 6.5 mm | Fiber Cement roofing | Cembrit | Corrugated sheets | 6.5 mm |  |  |  | EU |  | 0.804 | kg | 8.3093 | m2 at 6.5 mm | EPD-CEM-20160114-IAD1-EN | IBU | 2021 | 10.335 | kg/m2 | [5 empty] | 0.04 | 0.5 | 0.3423 | m2 | 1.84 | 0.2067 | [9 empty] | 97 |  |  |  | Expired 2021 |  | FALSE
Fiber Cement roofing / Cembrit / Slates / 4 mm | Fiber Cement roofing | Cembrit | Slates | 4 mm |  |  |  | EU |  | 0.946 | kg | 7.0004 | m2 at 4 mm | EPD-CEM-20160113-IAD1-EN | IBU | 2021 | 7.4 | kg/m2 | [5 empty] | 0.035 | 0.5 | 0.21445 | m2 | 1.84 | 0.1295 | [9 empty] | 98 |  |  |  | Expired 2021 |  | FALSE
(ARCHIVED 2025) Fiber Cement roofing / Mahaphant / Fibre-Cement / 5 mm | (ARCHIVED 2025) Fiber Cement roofing | Mahaphant | Fibre-Cement | 5 mm |  |  |  | EU |  | 0.87 | kg | 6.4815 | m2 at 5 mm | EPD-MET-20140068-IAC1-EN | IBU | 2019 | 7.45 | kg/m2 | [5 empty] | 0.03 | 0.5 | 0.18506 | m2 | 1.84 | 0.11175 | [9 empty] | 99 |  |  |  | Expired 2019 |  | FALSE
(ARCHIVED 2025) Fiber Cement siding / Cembrit / Patina / | (ARCHIVED 2025) Fiber Cement siding | Cembrit | Patina |  |  |  |  | EU |  | 790 | T | 11.1864 | m2 at 8 mm (5/16") | MD-18011-EN | epddanmark | 2023 | 1770 | kg/m3 | 14.16 | kg/m2 at 8mm |  |  |  | 0.095 | 0.5 | 1.1138 | m2 | 1.84 | 0.6726 |  |  |  |  | 0.008 | 3.05 | 1.25 |  |  | 100 |  |  |  | Expired 2023 |  | FALSE
(ARCHIVED 2025) Fiber Cement siding / Cembrit / Solid & Express / | (ARCHIVED 2025) Fiber Cement siding | Cembrit | Solid & Express |  |  |  |  | EU |  | 1790 | T | 25.3464 | m2 at 8 mm (5/16") | MD-18011-EN | epddanmark | 2023 | 1770 | kg/m3 | 14.16 | kg/m2 at 8mm |  |  |  | 0.095 | 0.5 | 1.1138 | m2 | 1.84 | 0.6726 |  |  |  |  | 0.008 | 2.5 | 1.25 |  |  | 101 |  |  |  | Expired 2023 |  | FALSE
(ARCHIVED 2026) Fiberglass batt / CertainTeed / Sustainable Insulation / R 3.6/inch | (ARCHIVED 2026) Fiberglass batt | CertainTeed | Sustainable Insulation | R 3.6/inch |  |  |  | USA |  | 0.94 | m2 RSI 1 | 0.94 | m2 RSI 1 | 4788647002.101.1 | UL Env. | 2024 | 0.488 | kg/m2 at RSI 1 |  |  | 3.64 |  |  |  |  | 0 | [12 empty] | 102 |  |  |  | Expired 2024 |  | FALSE
(ARCHIVED 2025) Fiberglass batt / Knauf / EcoBatt / R 3.6/inch | (ARCHIVED 2025) Fiberglass batt | Knauf | EcoBatt | R 3.6/inch |  |  |  | USA |  | 0.61 | m2 RSI 1 | 0.61 | m2 RSI 1 | KNA-12032018-001 | Sustainable Minds | 2023 |  |  |  |  | 3.64 |  |  |  |  | 0 | [12 empty] | 103 |  |  |  | Expired 2023 |  | FALSE
(ARCHIVED 2025) Fiberglass batt / Owens Corning / EcoTouch Pink batt and roll / R 3.6/inch | (ARCHIVED 2025) Fiberglass batt | Owens Corning | EcoTouch Pink batt and roll | R 3.6/inch |  |  |  | USA & CAN |  | 0.464 | m2 RSI 1 | 0.464 | m2 RSI 1 | 4788548937.101.1 | UL Env. | 2023 |  |  |  |  | 3.64 |  |  |  |  | 0 | [12 empty] | 104 |  |  |  | Expired 2023 |  | FALSE
Fiberglass batt / Johns Manville / Unfaced, ComfortTherm, Cavity-SHIELD, FSK-25 / R 3.4/inch | Fiberglass batt | Johns Manville | Unfaced, ComfortTherm, Cavity-SHIELD, FSK-25 | R 3.4/inch |  |  |  | US | 2024-02-01 | 1.14 | m2•RSI | 1.14 | m2•RSI | 47899773160.101.1 | UL Environment | 2027 |  |  |  |  | 3.4 |  |  |  |  | 0 | [12 empty] | A36 | [5 empty] | FALSE
Fiberglass batt / NAIMA / / R 4.4/inch | Fiberglass batt | NAIMA |  | R 4.4/inch |  |  | Includes : CertainTeed, Inc. Saint-Gobin, Johns Manville, Knauf Insulation North America, Owens Corning | US | 2023-08-06 | 1.01 | m2•RSI | 1.01 | m2•RSI | SmartEPD-2023-003-0010-01 | Smart EPD | 2028-07-14 | 12.01 | kg/m3 | 0.033 | m | 4.37 | 0.033003 |  |  |  | 0 | [12 empty] | A37 | [5 empty] | FALSE
Fiberglass batt & roll / Owens Corning / Unfaced, PINK Next Gen Fiberglas / R 3.6/inch avg. | Fiberglass batt & roll | Owens Corning | Unfaced, PINK Next Gen Fiberglas | R 3.6/inch avg. |  |  |  | US & CA | 2024-04-01 | 0.659 | m2 RSI1 | 0.659 | m²•RSI | SCS-EPD-09348 | SCS Global | 2028 | [9 empty] | 0 | [12 empty] | A38 | [5 empty] | FALSE
Fiberglass loose fill / CertainTeed / InsulSafe, Optima, TruComfort / R 2.6/inch | Fiberglass loose fill | CertainTeed | InsulSafe, Optima, TruComfort | R 2.6/inch |  |  |  | USA |  | 1.29 | m2 RSI 1 | 1.29 | m2 RSI 1 | 4788647002.102.1 | UL Env. | 2024 | 0.574 | kg/m2 at RSI 1 |  |  | 2.6 |  |  |  |  | 0 | [12 empty] | 105 |  |  |  | Expired 2024 |  | FALSE
(ARCHIVED 2025) Fiberglass loose fill / Knauf / Jet Stream ULTRA / R 2.2/inch | (ARCHIVED 2025) Fiberglass loose fill | Knauf | Jet Stream ULTRA | R 2.2/inch |  |  |  | USA |  | 0.73 | m2 RSI 1 | 0.73 | m2 RSI 1 | KNA-12032018-003 | Sustainable Minds | 2023 | 28.8 | kg/m3 |  |  | 2.2 |  |  |  |  | 0 | [12 empty] | 106 |  |  |  | Expired 2023 |  | FALSE
(ARCHIVED 2025) Fiberglass loose fill / Owens Corning / AttiCat, ProCat, ProPink / R 2.8/inch | (ARCHIVED 2025) Fiberglass loose fill | Owens Corning | AttiCat, ProCat, ProPink | R 2.8/inch |  |  |  | USA & CAN |  | 0.983 | m2 RSI 1 | 0.983 | m2 RSI 1 | 4788548937.101.1 | UL Env. | 2023 |  |  |  |  | 2.84 |  |  |  |  | 0 | [12 empty] | 107 |  |  |  | Expired 2023 |  | FALSE
Fiberglass loose fill / Owens Corning / AttiCat, ProCat, ProPink / R 3.28/inch | Fiberglass loose fill | Owens Corning | AttiCat, ProCat, ProPink | R 3.28/inch |  |  |  | US & CA | 2024-04-30 | 0.872 | m2 RSI1 | 0.872 | m²•RSI | SCS-EPD-09349 | SCS Global | 2028-08-31 | 0.567 | kg/m2 at RSI 1 |  |  | 3.2778 | 0.044 |  |  |  | 0 | [9 empty] | 0.044 |  |  | A39 | [5 empty] | FALSE
Fiberglass loose fill / NAIMA / Includes : CertainTeed, Inc. Saint-Gobin, Johns Manville, Knauf Insulation North America, Owens Corning / R 2.2/inch | Fiberglass loose fill | NAIMA | Includes : CertainTeed, Inc. Saint-Gobin, Johns Manville, Knauf Insulation North America, Owens Corning | R 2.2/inch |  |  |  | US | 2023-08-06 | 0.988 | m2•RSI | 0.988 | m2•RSI | SmartEPD-2023-003-0010-01 | Smart EPD | 2028-07-14 | 6.89 | kg/m3 | 0.067 | m | 2.15 | 0.06708 |  |  |  | 0 | [12 empty] | A40 | [5 empty] | FALSE
(ARCHIVED 2025) Foam glass aggregate / Glasopor AS / / R 1.7/inch, 10-60 mm | (ARCHIVED 2025) Foam glass aggregate | Glasopor AS |  | R 1.7/inch, 10-60 mm |  |  |  | EU |  | 6.96 | m3 | 0.61944 | m2 RSI1 | NEPD-1243-396-EN | Norwegian EPD Foundation | 2022 | 180 | kg/m3 |  |  |  | 0.089 | W/(mK) |  |  | 0 | [12 empty] | 108 |  |  |  | Expired 2022 |  | FALSE
(ARCHIVED 2025) Foam glass aggregate / Hasopor / / R 1.7/inch, 10-60 mm | (ARCHIVED 2025) Foam glass aggregate | Hasopor |  | R 1.7/inch, 10-60 mm |  |  |  | EU |  | 7.77 | m3 | 0.6216 | m2 RSI1 | S-P-01088 | EPD International AB | 2022 | 180 | kg/m3 |  |  |  | 0.08 | W/(mK) |  |  | 0 | [12 empty] | 109 |  |  |  | Expired 2022 |  | FALSE
(ARCHIVED 2025) Foam glass aggregate / Misapor / Glavel / R 1.7/inch, 10-60 mm | (ARCHIVED 2025) Foam glass aggregate | Misapor | Glavel | R 1.7/inch, 10-60 mm |  |  |  | EU |  | 15.2 | m3 | 1.2464 | m2 RSI1 | EPD-MIS-20150019-IAA2-DE | IBU | 2020 | 130 | kg/m3 |  |  |  | 0.082 | W/(mK) |  |  | 0 | [12 empty] | 110 |  |  |  | Expired 2020 |  | FALSE
(ARCHIVED 2025) Foam glass board / Pittsburgh Corning Europe / Foamglas T4 / R3.7/inch | (ARCHIVED 2025) Foam glass board | Pittsburgh Corning Europe | Foamglas T4 | R3.7/inch |  |  |  | EU |  | 1.32 | kg | 6.2238 | m2 RSI1 | EPD-PCE-2013256-IBA2-DE | IBU | 2020 | 115 | kg/m3 |  |  |  | 0.041 | W/(mK) |  |  | 0 | [12 empty] | 111 |  |  |  | Expired 2020 |  | FALSE
Foam glass board / Pittsburgh Corning Europe / FOAMGLAS T4+ / R 3.5/inch | Foam glass board | Pittsburgh Corning Europe | FOAMGLAS T4+ | R 3.5/inch |  |  | Unfaced, Owned by Owens Corning |  | 2021-08-11 | 1.45 | kg | 6.5395 | m2•RSI | EPD-PCE-20200299-IBB1-EN | IBU - Institute Bauen und Umwelt e.V. | 2026 | 110 | kg/m3 | 4.51 | kg/m2 at RSI1 | 3.5176 | 0.041 |  |  |  | 0 | [12 empty] | A41 | [5 empty] | FALSE
(ARCHIVED 2025) Foam glass board / Pittsburgh Corning Europe / Foamglas W+F, Foamglas T3 / R4/inch | (ARCHIVED 2025) Foam glass board | Pittsburgh Corning Europe | Foamglas W+F, Foamglas T3 | R4/inch |  |  |  | EU |  | 1.26 | kg | 4.788 | m2 RSI1 | EPD-PCE-20150042-IBA1-DE | IBU | 2020 | 100 | kg/m3 |  |  |  | 0.038 | W/(mK) |  |  | 0 | [12 empty] | 112 |  |  |  | Expired 2020 |  | FALSE
Foam glass board / Pittsburgh Corning Europe / FOAMGLAS F / R 2.9/inch | Foam glass board | Pittsburgh Corning Europe | FOAMGLAS F | R 2.9/inch |  |  | Unfaced, Owned by Owens Corning |  | 2021-08-11 | 1.49 | kg | 12.2925 | m2•RSI | EPD-PCE-20200301-IBA1-EN | IBU - Institute Bauen und Umwelt e.V. | 2026 | 165 | kg/m3 | 8.25 | kg/m2 at RSI1 | 2.88 | 0.050077 |  |  |  | 0 | [12 empty] | A42 | [5 empty] | FALSE
Foam glass board / Pittsburgh Corning Europe / FOAMGLAS S3 / R 3.2/inch | Foam glass board | Pittsburgh Corning Europe | FOAMGLAS S3 | R 3.2/inch |  |  | Unfaced, Owned by Owens Corning |  | 2021-08-11 | 1.5 | kg | 8.775 | m2•RSI | EPD-PCE-20200302-IBA1-EN | IBU - Institute Bauen und Umwelt e.V. | 2026 | 130 | kg/m3 | 5.85 | kg/m2 at RSI1 | 3.2 | 0.045069 |  |  |  | 0 | [12 empty] | A43 | [5 empty] | FALSE
Foam glass board / Pittsburgh Corning Europe / FOAMGLAS T3+ / R 4.0/inch | Foam glass board | Pittsburgh Corning Europe | FOAMGLAS T3+ | R 4.0/inch |  |  | Unfaced, Owned by Owens Corning |  | 2021-08-11 | 1.5 | kg | 5.13 | m2•RSI | EPD-PCE-20200300-IBB1-EN | IBU - Institute Bauen und Umwelt e.V. | 2026 | 95 | kg/m3 | 3.42 | kg/m2 at RSI1 | 4 | 0.036055 |  |  |  | 0 | [12 empty] | A44 | [5 empty] | FALSE
Glued laminated timber / American Wood Council & Canadian Wood Council / / | Glued laminated timber | American Wood Council & Canadian Wood Council |  |  |  |  | Wood biogenic carbon storage set to zero | USA & CAN |  | 137.19 | m3 | 137.19 | m3 | 4788424634.104.1 | UL Env. | 2025 | 548 | kg/m3 | [5 empty] | 0.989 | 0.5 | 895.0668 | m3 | 0.825 | 270.986 |  |  | 895.0668 | m3 | [5 empty] | 113 |  |  |  | Expired 2025 |  | FALSE
Glued laminated timber / Structurlam / Glulam Plus / 3-1/2" (90mm) thick | Glued laminated timber | Structurlam | Glulam Plus | 3-1/2" (90mm) thick |  |  | Wood biogenic carbon storage set to zero | CAN |  | 115.32 | m3 | 115.32 | m3 | EPD125 | ASTM | 2025 | 544 | kg/m3 | 0.09 | m thickness |  |  |  | 0.997 | 0.5 | 895.7208 | m3 | 0.825 | 271.184 |  |  | 895.7208 | m3 | [5 empty] | 114 |  |  |  | Expired 2025 |  | FALSE
Glued Laminated Timber (Glulam) / Vaagen Timbers / / Colville, WA | Glued Laminated Timber (Glulam) | Vaagen Timbers |  | Colville, WA |  |  |  | US | 2024-02-02 | 147.99 | m3 | 147.99 | m3 | EPD 168 | ASTM | 2026 | 442.1 | kg/m3 |  |  |  |  | 1014.99 |  |  | 913.491 |  |  | m3 |  |  | 913.491 | m3 | [5 empty] | A45 | [5 empty] | FALSE
Glued Laminated Timber (Glulam) / Kalesnikoff Lumber Co. / / BC | Glued Laminated Timber (Glulam) | Kalesnikoff Lumber Co. |  | BC |  |  |  | CA | 2024-01-04 | 124.5 | m³ | 124.5 | m³ | EPD296 | ASTM International | 2027-03-16 | 481.68 | kg/m3 |  |  |  |  | 817.67 |  |  | 735.903 |  |  | m³ |  |  | 735.903 | m³ | [5 empty] | A46 | [5 empty] | FALSE
Glued Laminated Timber (Glulam) / Western Archrib / / Manitoba | Glued Laminated Timber (Glulam) | Western Archrib |  | Manitoba |  |  |  | CA | 2024-01-03 | 169.48 | m³ | 169.4 | m³ | EPD246 | ASTM International | 2026-08-19 | [6 empty] | 784.53 |  |  | 706.077 |  |  | m³ |  |  | 706.077 | m³ | [5 empty] | A47 | [5 empty] | FALSE
Glued Laminated Timber (Glulam) / Western Archrib / / Alberta | Glued Laminated Timber (Glulam) | Western Archrib |  | Alberta |  |  |  | CA | 2024-01-03 | 369.8 | m³ | 369.8 | m³ | EPD247 | ASTM International | 2026-08-19 | [6 empty] | 784.53 |  |  | 706.077 |  |  | m³ |  |  | 706.077 | m³ | [5 empty] | A48 | [5 empty] | FALSE
Glued Laminated Timber (Glulam) / Element5 / / Ontario | Glued Laminated Timber (Glulam) | Element5 |  | Ontario |  |  |  | CA | 2024-02-02 | 122 | m3 | 122 | m³ | EPD 407 | ASTM | 2027 | 448 | kg/m3 |  |  |  |  | 865.9 |  |  | 779.31 |  |  | m3 |  |  | 779.31 | m3 | [5 empty] | A49 | [5 empty] | FALSE
(ARCHIVED 2025) Gypsum panels - glass mat / / Includes American Gypsum, CertainTeed, Continental, Georgia-Pacific, National Gypsum, Pabco, USG, CGC / 1/2" | (ARCHIVED 2025) Gypsum panels - glass mat |  | Includes American Gypsum, CertainTeed, Continental, Georgia-Pacific, National Gypsum, Pabco, USG, CGC | 1/2" |  |  |  | USA & CAN |  | 358 | 92.9m2 | 3.8536 | m2 | EPD-038 | ASTM | 2021 | 2.03 | kg/m2 | [7 empty] | 0 | [12 empty] | 115 |  |  |  | Expired 2021 |  | FALSE
Gypsum panels - glass mat / Gypsum Association / North American Industry Average / 1/2" | Gypsum panels - glass mat | Gypsum Association | North American Industry Average | 1/2" |  |  |  |  | 2021-09-23 | 437.4 | 92.9m2 | 4.7083 | m2 @ 1/2" | EPD 206 | ASTM International | 2026-05-01 | [9 empty] | 0 | [12 empty] | A50 | [5 empty] | FALSE
Gypsum panels - glass mat / Georgia-Pacific / DensGlass Sheathing / 1/2" | Gypsum panels - glass mat | Georgia-Pacific | DensGlass Sheathing | 1/2" |  |  |  | US | 2023-10-31 | 400 | 92.9m2 | 4.3057 | m² | EPD10358 | NSF Certification, LLC | 2025-05-21 | 9.96 | kg/m2 | [7 empty] | 0 | [12 empty] | A51 | [5 empty] | FALSE
Gypsum panels - glass mat / USG / Securock ExoAir 430 / 1/2" | Gypsum panels - glass mat | USG | Securock ExoAir 430 | 1/2" |  |  |  | USA |  | 568 | 92.9m2 | 6.1141 | m2 | 4787352797.110.1 | UL Env. | 2024 | [9 empty] | 0 | [12 empty] | 116 |  |  |  | Expired 2024 |  | FALSE
(ARCHIVED 2025) Hardwood flooring / Action Floor Systems / / 25/32" x 3-1/4" FSC certified | (ARCHIVED 2025) Hardwood flooring | Action Floor Systems |  | 25/32" x 3-1/4" FSC certified |  |  | Wood biogenic carbon storage set to zero | USA |  | 11.8 | m2 | 11.8 | m2 | SCS-EPD-04591 | SCS Global | 2022 | 13.91 | kg/m2 | [5 empty] | 0.98 | 0.5 | 0 | m2 at product thickness | [5 empty] | m2 at product thickness | 0.019844 |  |  |  |  | 117 |  |  |  | Expired 2022 |  | FALSE
Hardwood flooring / mafi / Natural Hardwood Planks / 3/4", 3 ply laminated solid, oil pre-finished | Hardwood flooring | mafi | Natural Hardwood Planks | 3/4", 3 ply laminated solid, oil pre-finished |  |  | Wood biogenic carbon storage set to zero | EU |  | -8.09 | m2 | 12.6611 | m2 | 4789456400.101.1 | UL Env. | 2025 | 12.287 | kg/m2 at 3/4" | [5 empty] | 0.98 | 0.47 | 18.676 | m2 at product thickness |  |  |  | 20.7511 | 18.676 | m2 at product thickness | 0.019 |  |  |  |  | 118 |  |  |  | Expired 2025 |  | FALSE
(ARCHIVED 2025) Hardwood flooring / Typical Eastern Canadian, solid, pre-finished / / 3-12" x 3/4" prefinished | (ARCHIVED 2025) Hardwood flooring | Typical Eastern Canadian, solid, pre-finished |  | 3-12" x 3/4" prefinished |  |  | Wood biogenic carbon storage set to zero | CAN |  | -2.29 | kg/m2 | 17.4082 | m2 |  | FPInnovations | 2019 | 11.02 | kg/m2 at 3/4" | [5 empty] | 0.975 | 0.5 | 17.7445 | m2 at product thickness |  |  |  | 19.7162 | 17.7445 | m2 at product thickness | 0.019 |  | 0.083 |  |  | 119 |  |  |  | Expired 2019 |  | FALSE
Hardwood flooring / NWFA and Decorative Hardwoods Association / Solid Wood Flooring / 3/4" | Hardwood flooring | NWFA and Decorative Hardwoods Association | Solid Wood Flooring | 3/4" |  |  | Includes: Aacer, AHF Products, Allegheny Mountain Hardwood Flooring, Elite, Cumberland Lumber, Barefoot Flooring, Hull Forest Products, Lebanon Oak Flooring, Maxwell Hardwood Flooring, Mullican Hardwood Flooring, Roberts Flooring, Sheoga, Smith Flooring, WD | US | 2023-04-22 | 9.793 | m² | 9.793 | m² | EPD 393 | ASTM International | 2027-11-25 | [6 empty] | 22.11 |  |  | 19.899 | [5 empty] | 19.899 | [6 empty] | A52 | [5 empty] | FALSE
Hardwood flooring / Wickham / Solid Hardwood / 3/4" | Hardwood flooring | Wickham | Solid Hardwood | 3/4" |  |  |  | CAN | 2024-02-09 | 3.2 | m2 | 3.2 | m2 | 6742-7944 | CSA | 2027 | 12.35 | kg/m2 |  |  |  |  | 20.95 |  |  | 18.855 | [5 empty] | 18.855 | [6 empty] | A53 | [5 empty] | FALSE
Helical pier / Generic / / 3" Nominal Pipe, 3.5 x 3/16" (89 x 5.5 mm), 10" Helix, Sched 40 STD Galvanized steel | Helical pier | Generic |  | 3" Nominal Pipe, 3.5 x 3/16" (89 x 5.5 mm), 10" Helix, Sched 40 STD Galvanized steel | [5 empty] | 1.48 | kg | 17.6238 | m of pier length | 11345278.101.1 | UL Env. | 2021 | 7800 | kg/m3 | 11.908 | kg/m | [5 empty] | 0 | [12 empty] | 120 |  |  |  | Expired 2021 |  | FALSE
(ARCHIVED 2025) Hemp fiber batt / NaturFibre / Hemp Wool / R 3.7/inch | (ARCHIVED 2025) Hemp fiber batt | NaturFibre | Hemp Wool | R 3.7/inch |  |  |  | USA & CAN |  | -4.28 | m2 @ 0.2m | 0.908 | m2 RSI | Zampori et al. LCA |  |  | 30 | kg/m3 | 6 | kg/m2 at 0.2m | 3.69 | 0.04 | W/(mK) | Biocarbon from EPD |  | 2.2797 | m2 RSI | [8 empty] | 0.2 |  |  | 121 |  |  |  | Peer-reviewed LCA |  | FALSE
Hemp fiber batt / NaturFibre / Hemp Wool / R 3.7/inch | Hemp fiber batt | NaturFibre | Hemp Wool | R 3.7/inch |  |  |  |  | 2021-09-03 | -0.8019 | m2 RSI | 1.736 | m2 RSI | EPD-197 | ASTM/CT Consultant / Vertima | 2026-03-01 | 35 | kg/m3 | 1.36 | kg/m2 at 0.039 m | 3.7065 | 0.038911 | 1.9 | Biocarbon from EPD |  | 1.71 | m2 RSI | [6 empty] | 3.87 |  | 1.22 |  |  | A54 | [5 empty] | FALSE
(ARCHIVED 2025) Hemp fiber batt / Ekolution / Hemp fiber insulation / R 3.6/inch | (ARCHIVED 2025) Hemp fiber batt | Ekolution | Hemp fiber insulation | R 3.6/inch |  |  |  | EU | 2024-01-21 | 2.18 | m2 @ 100 mm and 3.5 kg | 0.872 | m2•RSI | S-P-01961 | EPD International AB | 2025 | 35 | kg/m3 |  |  | 3.6055 | 0.04 | 4.4 | Biocarbon from EPD |  | 3.96 | m2•RSI | [11 empty] | A55 | [5 empty] | FALSE
(ARCHIVED 2025) Hemp fiber batt / KOBE-cz / ECO HempFlex / R 3.6/inch | (ARCHIVED 2025) Hemp fiber batt | KOBE-cz | ECO HempFlex | R 3.6/inch |  |  |  | EU | 2024-01-28 | 2.18 | m2 @ 100 mm and 3.5 kg | 0.872 | m2•RSI | S-P-02290 | EPD International AB | 2025 | 35 | kg/m3 |  |  | 3.6055 | 0.04 | 4.4 | Biocarbon from EPD |  | 3.96 | m2•RSI | [11 empty] | A56 | [5 empty] | FALSE
(ARCHIVED 2025) Hempcrete / IsoHemp / Europe / R 2.1/inch | (ARCHIVED 2025) Hempcrete | IsoHemp | Europe | R 2.1/inch |  |  |  | EU |  | -96.3 | m3 | 4.5423 | m2 RSI 1 | April, 2018 | Uliege | 2023 | 300 | kg/m3 | 22.8 | kg/m2 at RSI1 | 2.13 | 0.076 | W/(mK) | 0.35 | 0.45 | 11.8611 | m2-RSI1 | [11 empty] | 122 |  |  |  | LCA |  | FALSE
Hempcrete / Cast in-situ / IsoHemp / Europe / R 2.1/inch | Hempcrete / Cast in-situ | IsoHemp | Europe | R 2.1/inch | [5 empty] | -96.3 | m3 | 3.9087 | m2•RSI | 2018-04-01 |  | 2023 | 300 | kg/m3 | 19.6665 | kg/m2 at RSI1 | 2.2 | 0.065555 |  | 0.35 | 0.45 | 10.231 | m2•RSI |  | 3.0975 |  | 10.2217 |  | 3.0975 | [5 empty] | A57 | [5 empty] | FALSE
Hempcrete block / Isohemp / Hemp Block PAL36EX including mortar / 600 x 300 x 360 mm / R 2/inch | Hempcrete block | Isohemp | Hemp Block PAL36EX including mortar / 600 x 300 x 360 mm | R 2/inch |  |  | Include Mortar A5 emissions | Belgium | 2023-03-13 | 45.66 | m2 @RSI 5.07 | 9.0059 | m2•RSI | EPD n° 21-0078-001.00.00 | B-EPD | 2026-09-16 | 340 | kg/m3 | 24.14 | kg/m2 at RSI1 | 2 | 0.071 | 65.5 | Biocarbon from EPD |  | 11.6272 | m2•RSI |  | 12.9191 |  | 10.229 |  | 2.7897 | 0.6 | 0.3 | 0.36 |  |  | A58 | [5 empty] | FALSE
Hempcrete block / Senini / Blocco Ambiente / 200 x 500 x 300 mm / 330 kg/m3 / R 2.1/inch | Hempcrete block | Senini | Blocco Ambiente / 200 x 500 x 300 mm / 330 kg/m3 | R 2.1/inch |  |  | 20x50 cm x 8, 12, 20, 25, 30, 36 & 40 cm | EU | 2024-01-20 | 71.8 | m2 at 30 cm | 16.7366 | m²•RSI | SEN-01_22 | EPDItaly | 2027 | 330 | kg/m3 |  |  | 2.0603 | 0.07 | 65.95 | Biocarbon from EPD |  | 13.8357 | m2•RSI |  | 15.373 |  |  |  | 15.373 | [5 empty] | A59 | [5 empty] | FALSE
Hempcrete / Cast in-situ / Senini / Bio Beton Jet / 230 kg/m3 / R 2.7/inch | Hempcrete / Cast in-situ | Senini | Bio Beton Jet / 230 kg/m3 | R 2.7/inch |  |  |  | EU | 2024-01-20 | 43.47 | m2 at 30 cm | 7.6837 | m²•RSI | SEN-01_22 | EPDItaly | 2027 | 230 | kg/m3 |  |  | 2.7212 | 0.053 | 61.8 | Biocarbon from EPD |  | 9.8314 | m2•RSI |  | 10.9237 |  |  |  | 10.9237 | 20 x 50 x 30 cm |  |  |  |  | A60 | [5 empty] | FALSE
Hempcrete dry fill / Senini / Bio Beton Pronto / 190 kg/m3 / R 2.7/inch | Hempcrete dry fill | Senini | Bio Beton Pronto / 190 kg/m3 | R 2.7/inch |  |  |  | EU | 2024-01-20 | 33.7 | m2 at 30 cm | 5.9568 | m²•RSI | SEN-01_22 | EPDItaly | 2027 | 190 | kg/m3 |  |  | 2.7212 | 0.053 | 60.5 | Biocarbon from EPD |  | 9.6246 | m2•RSI |  | 10.694 |  |  |  | 10.694 | 20 x 50 x 30 cm |  |  |  |  | A61 | [5 empty] | FALSE
Hempcrete / Cast in-situ / Site mixed / Europe / R 2.1/inch, Avg. of 9 mixes | Hempcrete / Cast in-situ | Site mixed | Europe | R 2.1/inch, Avg. of 9 mixes |  |  |  | EU |  | 13.1 | m2 RSI 1 | 13.1 | m2 RSI 1 | Arrigoni et al, 2017, LCA |  |  | 300 | kg/m3 | 22.8 | kg/m2 at RSI1 | 2.13 | 0.076 | W/(mK) | 0.35 | 0.45 | 18.315 | m2-RSI1 | [11 empty] | 123 |  |  |  | Peer-reviewed LCA, 2017 |  | FALSE
Hempcrete / Cast in-situ / Site mixed / USA / R 2.1/inch, Avg. mix using NHL & PHL | Hempcrete / Cast in-situ | Site mixed | USA | R 2.1/inch, Avg. mix using NHL & PHL |  |  |  | USA |  | -4.32 | m2 RSI 1 | 7.5411 | m2 RSI 1 | Arehart et al, 2020 LCA |  |  | 300 | kg/m3 | 22.8 | kg/m2 at RSI1 | 2.13 | 0.076 | W/(mK) | 0.35 | 0.45 | 11.8611 | m2-RSI1 | [11 empty] | 124 |  |  |  | Peer-reviewed LCA, 2020 |  | FALSE
(ARCHIVED 2025) Laminate flooring / Novalis / LVT / | (ARCHIVED 2025) Laminate flooring | Novalis | LVT |  |  |  | Wood biogenic carbon storage set to zero | USA |  | 27.1 | m2 | 27.1 | m2 | 4786462817.102.1 | UL Env. | 2019 | 5.26 | kg/m2 | [7 empty] | 0 | [7 empty] | 0.0041 |  |  |  |  | 125 |  |  |  | Expired 2019 |  | FALSE
(ARCHIVED 2023) Laminated strand lumber / American Wood Council & Canadian Wood Council / / | (ARCHIVED 2023) Laminated strand lumber | American Wood Council & Canadian Wood Council |  |  |  |  | Wood biogenic carbon storage set to zero | USA & CAN |  | 310.28 | m3 | 310.28 | m3 | 4787193543.101.1 | UL Env. | 2021 | 570.22 | kg/m3 | [5 empty] | 0.935 | 0.5 | 0 | m3 | 0.825 | 266.5779 | [9 empty] | 126_Archived |  |  |  | Expired 2021 |  | FALSE
Laminated strand lumber (LSL) / American Wood Council & Canadian Wood Council / / | Laminated strand lumber (LSL) | American Wood Council & Canadian Wood Council |  |  |  |  | No biogenic carbon credited | US & CA |  | 274.9 | m3 | 274.9 | m3 | 4789710952.101.1 | UL Environment | 2026 | 570.22 | kg/m3 | [5 empty] | 0.935 | 0.5 | 879.7069 | m3 | 0.825 | 266.5779 |  | 977.4521 | 879.7069 | m3 | [5 empty] | 126 | [5 empty] | FALSE
Laminated veneer lumber (LVL) / American Wood Council & Canadian Wood Council / / | Laminated veneer lumber (LVL) | American Wood Council & Canadian Wood Council |  |  |  |  | Wood biogenic carbon storage set to zero | USA & CAN |  | 361.45 | m3 | 361.45 | m3 | 4788424634.105.1 | UL Env. | 2025 | 548 | kg/m3 | [5 empty] | 0.956 | 0.5 | 864.4152 | m3 | 0.825 | 261.944 |  | 960.4613 | 864.4152 | m3 | [5 empty] | 127 |  |  |  | Expired 2025 |  | FALSE
(ARCHIVED 2025) Laminated veneer lumber (LVL) / RedBuilt / RedLam / | (ARCHIVED 2025) Laminated veneer lumber (LVL) | RedBuilt | RedLam |  |  |  | Wood biogenic carbon storage set to zero | USA |  | 360 | m3 | 360 | m3 | SCS-EPD-04128 | SCS Global | 2021 | 593 | kg/m3 | [5 empty] | 0.97 | 0.5 | 0 | m3 | 0.825 | 287.605 | [9 empty] | 128 |  |  |  | Expired 2021 |  | FALSE
Laminated veneer lumber (LVL) / RedBuilt / RedLam LVL / | Laminated veneer lumber (LVL) | RedBuilt | RedLam LVL |  |  |  |  | US | 2024-02-07 | 177.23 | m3 | 177.23 | m3 | SCS-EPD-07525 | SCS Global | 2026 | 593 | kg/m3 | [5 empty] | 0.97 | 0.5 | 949.0965 |  |  | m3 |  | 1054.5517 | 949.0965 | m3 | [5 empty] | A62 | [5 empty] | FALSE
Laminated veneer lumber (LVL) / Boise Cascade / Versa-Lam / | Laminated veneer lumber (LVL) | Boise Cascade | Versa-Lam |  |  |  |  | US | 2024-01-03 | 239.47 | m³ | 239.47 | m³ | EPD 169 | ASTM International | 2026-04-01 | 483.4 | kg/m3 |  |  |  |  | 777.59 |  |  | 699.831 | m³ |  |  |  |  | 699.831 | 777.59 | [5 empty] | A63 | [5 empty] | FALSE
(ARCHIVED 2025) Lime Plaster / Mapei / MapeWall Muratura / 3/4" Natural Hydraulic Lime (NHL) | (ARCHIVED 2025) Lime Plaster | Mapei | MapeWall Muratura | 3/4" Natural Hydraulic Lime (NHL) |  |  | Aggregate included | EU |  | 0.402 | kg | 9.5726 | m2 at 0.01905 m (3/4") | EPD-FEI-20160017-IBG1-EN | IBU | 2021 | 1250 | kg/m3 | [7 empty] | 0 | [7 empty] | 0.01905 |  |  |  |  | 129 |  |  |  | Expired 2021 |  | FALSE
(ARCHIVED 2025) Lime/Cork Plaster / Diasen / Diathonite Evolution / Exterior plaster cladding, 3/4" | (ARCHIVED 2025) Lime/Cork Plaster | Diasen | Diathonite Evolution | Exterior plaster cladding, 3/4" |  |  |  | EU |  | 0.519 | kg | 3.5593 | m2 at 0.01905 m (3/4") | S-P-00838 | Rina Services/Environdec | 2022 | 360 | kg/m3 | 6.858 | kg/m2 at 0.01905 (3/4") |  |  |  | 0.45 | 0.55 | 0 | kg | [6 empty] | 0.01905 |  |  |  |  | 130 |  |  |  | Expired 2022 |  | FALSE
Lime/Cork Plaster (Ext. & Int.) / Diasen / Diathonite Evolution, R3.2-inch / 3/4" | Lime/Cork Plaster (Ext. & Int.) | Diasen | Diathonite Evolution, R3.2-inch | 3/4" |  |  |  | EU | 2024-01-28 | 0.793 | kg | 5.44 | m2 @0.01905 m (3/4") | S-P-03516 | International EPD System | 2026 | 360 | kg/m3 | 6.858 | kg/m2 at 0.01905 (3/4") | 3.2049 | 0.045 | 0.0495 | Biocarbon from EPD |  | 0.30552 | 0.33947 | [8 empty] | 0.01905 |  |  | A64 | [5 empty] | FALSE
Lime/Cork Plaster (Ext. & Int.) / Diasen / Diathonite Thermactive.037, R3.9-inch / 3/4" | Lime/Cork Plaster (Ext. & Int.) | Diasen | Diathonite Thermactive.037, R3.9-inch | 3/4" |  |  |  | EU | 2024-01-28 | 0.873 | kg | 4.1555 | m2 @0.01905 m (3/4") | S-P-03516 | International EPD System | 2026 | 250 | kg/m3 | 4.7625 | kg/m2 at 0.01905 (3/4") | 3.8979 | 0.037 | 0.0906 | Biocarbon from EPD |  | 0.38833 | 0.43148 | [8 empty] | 0.01905 |  |  | A65 | [5 empty] | FALSE
(ARCHIVED 2025) Linoleum flooring / Armstrong / Sheet style / 2.5 mm sheet style linoleum | (ARCHIVED 2025) Linoleum flooring | Armstrong | Sheet style | 2.5 mm sheet style linoleum |  |  |  | USA |  | 4.34 | m2 | 4.34 | m2 | EPD-0002 | ASTM | 2019 | 2.88 | kg/m2 | [5 empty] | 0.72 | 0.4 | 2.736 | [7 empty] | 0.0025 |  |  |  |  | 131 |  |  |  | Expired 2019 |  | FALSE
(ARCHIVED 2025) Linoleum flooring / Forbo / Marmoleum / 2.5 mm sheet style linoleum | (ARCHIVED 2025) Linoleum flooring | Forbo | Marmoleum | 2.5 mm sheet style linoleum |  |  |  | USA |  | 1.29 | m2 | 5.034 | m2 | 12CA64879.101.1 | UL Env. | 2023 | 3 | kg/m2 | [6 empty] | 0.378 | 3.744 |  |  | 1.1349 |  | 4.1613 |  |  | 0.0025 |  |  |  |  | 132 |  |  |  | Expired 2023 |  | FALSE
Linoleum flooring / Tarkett / Lino Acoustic / 3.8 mm sheet style linoleum with polyurethane foam backing | Linoleum flooring | Tarkett | Lino Acoustic | 3.8 mm sheet style linoleum with polyurethane foam backing |  |  | Includes : Veneto Silencio/Acoustic/Acoustiflor xf2 3,8mm Style Emme Silencio/Acoustic/Tonali Acoustiflor xf2 3,8mm Style Elle Silencio/Acoustic/ Lenza Acoustiflor xf2 3,8mm Etrusco Silencio/Acoustic/Acoustiflor xf2 3,8mm Trentino Silencio/Acoustic / Acoustiflor xf2 3,8mm Originale Silencio/Acoustic / Acoustiflor xf2 3,8mm | EU | 2023-02-26 | 2.36 | m² | 7.0825 | m² | 4789356590.101.2 | UL Environment | 2025-10-01 | 3.66 | kg/m3 | [6 empty] | 0.391 | 4.7225 |  |  | 1.4311 |  | 5.2472 |  |  |  |  | 0.0038 |  |  | A66 | [5 empty] | FALSE
Linoleum flooring / Tarkett / Lino Veneto xf2, Etrusco, Style Elle¦Emme, Veneto, Originale, LinoRail, Linosport / 2.5 mm sheet style linoleum | Linoleum flooring | Tarkett | Lino Veneto xf2, Etrusco, Style Elle¦Emme, Veneto, Originale, LinoRail, Linosport | 2.5 mm sheet style linoleum |  |  | Includes : Veneto xf2 2,5mm Etrusco xf2 2,5mm Style Elle / Lenza xf2 2,5mm Style Emme / Tonali xf2 2,5mm Trentino xf2 2,5mm Veneto Essenza 2,5mm Veneto Essenza+ 2,5mm Originale xf2 2,5mm Originale Minerale Essenza 2,5mm Originale Vegetale Essenza 2,5mm Originale Essenza+ 2,5mm Linoleum xf2 Bfl 2,5mm Veneto Sicuro xf2 R10 2,5mm LinoRail HL3 2,5mm Linosport xf2 2,5mm | EU | 2023-02-26 | -0.6 | m² | 3.5032 | m² | 4789356590.101.2 | UL Environment | 2025-10-01 | 3.18 | kg/m2 | [6 empty] | 0.391 | 4.1032 |  |  | 1.2434 |  | 4.5591 |  |  |  |  | 0.0025 |  |  | A67 | [5 empty] | FALSE
Linoleum flooring / Tarkett / Veneto Acoustic Cork / 4.4 mm sheet style linoleum with cork backing | Linoleum flooring | Tarkett | Veneto Acoustic Cork | 4.4 mm sheet style linoleum with cork backing |  |  | Includes : Veneto Acoustic Cork xf2 | EU | 2023-02-26 | -0.413 | m² | 5.8837 | m² | 4789356590.101.2 | UL Environment | 2025-10-01 | 4.88 | kg/m3 | [6 empty] | 0.391 | 6.2967 |  |  | 1.9081 |  | 6.9963 |  |  |  |  | 0.0038 |  |  | A68 | [5 empty] | FALSE
Linoleum flooring / Forbo / Marmoleum Striato / 2.5 mm sheet style linoleum | Linoleum flooring | Forbo | Marmoleum Striato | 2.5 mm sheet style linoleum |  |  |  | USA |  | -0.268 | m2 | 4.016 | m2 | 4789275679.141.1 | UL Env. | 2025 | 3 | kg/m2 | [6 empty] | 0.433 | 4.284 |  |  | 1.2978 |  | 4.7586 |  |  | 0.0025 |  |  |  |  | 133 |  |  |  | Expired 2025 |  | FALSE
(ARCHIVED 2023) Linoleum flooring / Gerflor / DLW Linoleum Acousticplus / 4.0 mm sheet style linoleum | (ARCHIVED 2023) Linoleum flooring | Gerflor | DLW Linoleum Acousticplus | 4.0 mm sheet style linoleum |  |  |  | US | 2022-12-21 | 2.917 | m² | 7.768 | m² | 4788756650.101.1 | UL Environment | 2025 | 3.5 | kg/m2 | [6 empty] | 0.42 | 6.291 |  |  | 1.47 |  | 6.99 |  |  |  |  | 0.004 |  |  | 134 |  |  |  | Expired 2025 |  | FALSE
(ARCHIVED 2023) Linoleum flooring / Gerflor / DLW Linoleum / 4.0 mm sheet style linoleum | (ARCHIVED 2023) Linoleum flooring | Gerflor | DLW Linoleum | 4.0 mm sheet style linoleum |  |  |  | USA |  | 2.917 | m2 | 2.917 | m2 | 4788756650.101.1 | UL Env. | 2024 | 3.5 | kg/m2 | [5 empty] | 0.68 | 0.4 | 3.1445 | [7 empty] | 0.004 |  |  |  |  | 134_Archived |  |  |  | Expired 2024 |  | FALSE
(ARCHIVED 2025) Liquid linoleum flooring / Duracryl Corques / Liquid Lino / 2.0 mm liquid applied | (ARCHIVED 2025) Liquid linoleum flooring | Duracryl Corques | Liquid Lino | 2.0 mm liquid applied |  |  |  | EU |  | 3.98 | m2 | 3.98 | m2 | EPD-NIBE-20181206-3522 | NIBE Research | 2021 | 1.8 | kg/m2 | [5 empty] | 0.88 | 0.4 | 2.0928 | [7 empty] | 0.002 |  |  |  |  | 135 |  |  |  | Expired 2021 |  | FALSE
Masonry cement / Portland Cement Association / Includes Argos, Buzzi, CalPortland, Capitol Aggregates, Cemex, Essroc, LafargeHolcim, Monarch, St. Mary's, Titan / | Masonry cement | Portland Cement Association | Includes Argos, Buzzi, CalPortland, Capitol Aggregates, Cemex, Essroc, LafargeHolcim, Monarch, St. Mary's, Titan |  |  |  |  | USA & CAN |  | 0.692 | kg | 0.692 | kg | EPD 034 | ASTM | [10 empty] | 0 | [12 empty] | 136 | [5 empty] | FALSE
Masonry Mortar Mix / 1 part Masonry cement / 3 parts avg sand / | Masonry Mortar Mix | 1 part Masonry cement | 3 parts avg sand | [8 empty] | 268.6392 | m3 | EPD 034 | ASTM |  | 375 | kg/m3 masonry cement | 960 | kg/m3 sand | [5 empty] | 0 | [12 empty] | 137 | [5 empty] | FALSE
Metal Panels - Aluminum / Metal Construction Assn. / 22 gauge / Includes: ATAS, DMI, Englert, Fabral,McElroy, Pac-Clad | Metal Panels - Aluminum | Metal Construction Assn. | Includes: ATAS, DMI, Englert, Fabral,McElroy, Pac-Clad | 22 gauge |  |  |  | USA |  | 1860 | 100m2 | 18.6 | m2 | 4789289084.103.2 | UL Env. | 2026 | 2720 | kg/m3 | [7 empty] | 0 | [7 empty] | 0.00064 |  |  |  |  | 138 | [5 empty] | FALSE
(ARCHIVED 2025) Metal Panels - Aluminum / Petersen Aluminum Corp / Pac-Clad / 20EQ gauge | (ARCHIVED 2025) Metal Panels - Aluminum | Petersen Aluminum Corp | Pac-Clad | 20EQ gauge |  |  |  | USA |  | 1900.45 | 92.9m2 | 20.4569 | m2 | 4786652606.101.1 | UL Env. | 2020 | 2.07 | kg/m2 | [7 empty] | 0 | [12 empty] | 139 |  |  |  | Expired 2020 |  | FALSE
Metal Panels - Aluminum / Petersen Aluminum Corp / Pac-Clad, all profiles / 20 gauge | Metal Panels - Aluminum | Petersen Aluminum Corp | Pac-Clad, all profiles | 20 gauge |  |  |  | US | 2024-02-05 | 3840 | 100m2 | 38.4 | m² | 4789365778.101.1 | UL Environment | 2025 | 2.07 | kg/m2 | 207 | kg/100m2 | [5 empty] | 0 | [12 empty] | A69 | [5 empty] | FALSE
(ARCHIVED 2025) Metal Panels - Steel / AEP Span / All products / 24 gauge | (ARCHIVED 2025) Metal Panels - Steel | AEP Span | All products | 24 gauge |  |  |  | USA |  | 1263.9 | 92.9m2 | 13.605 | m2 | SCS-EPD-04462 | SCS Global | 2022 | 8030 | kg/m3 | [7 empty] | 0 | [7 empty] | 0.00061 |  |  |  |  | 140 |  |  |  | Expired 2022 |  | FALSE
Metal Panels - Steel / AEP Span / All roofing & wall products / 24 gauge | Metal Panels - Steel | AEP Span | All roofing & wall products | 24 gauge |  |  |  | US | 2024-02-06 | 2160 | 100 m2 | 21.6 | m² | SCS-EPD-07578 | SCS Global | 2027 | 7850 | kg/m3 | [7 empty] | 0 | [9 empty] | 0.00061 |  |  | A70 | [5 empty] | FALSE
(ARCHIVED 2025) Metal Panels - Steel / ArcelorMittal / All products / 24 gauge | (ARCHIVED 2025) Metal Panels - Steel | ArcelorMittal | All products | 24 gauge |  |  |  | USA & CAN |  | 1308 | 92.9m2 | 14.0797 | m2 | 4787488168.101.1 | UL Env. | 2021 | 8030 | kg/m3 | [7 empty] | 0 | [7 empty] | 0.00061 |  |  |  |  | 141 |  |  |  | Expired 2021 |  | FALSE
Metal Panels - Steel / ArcelorMittal / XCarb RRP / 24 gauge | Metal Panels - Steel | ArcelorMittal | XCarb RRP | 24 gauge |  |  |  | CAN | 2024-02-09 | 1.36 | kg | 6.6368 | m2 | 7740-1109 | CSA | 2028 | 7800 | kg/m3 | 4.88 | kg/m2 | [5 empty] | 0 | [12 empty] | A71 | [5 empty] | FALSE
(ARCHIVED 2025) Metal Panels - Steel / Canadian Sheet Steel Building Institute / 24 gauge | (ARCHIVED 2025) Metal Panels - Steel | Canadian Sheet Steel Building Institute | Includes: Agway, Bailey, Behlen, Canam,DASS, DCM, Duchesne, EB, Exsteel, Ideal Roofing, Imperial, LKME, Manugypse, Metal Up, Scotia, Steel Tile Co, Steelway, Trebor, Vicwest, Vulcraft, Westform, Westman | 24 gauge |  |  | Includes all styles of panel and tile at 24 gauge | CAN |  | 1390 | 92.9m2 | 14.9623 | m2 | 4786662040.101.1 | UL Env. | 2021 | 8030 | kg/m3 | [7 empty] | 0 | [7 empty] | 0.00061 |  |  |  |  | 142 |  |  |  | Expired 2021 |  | FALSE
Metal Panels - Steel / Canadian Sheet Steel Building Institute / 24 gauge | Metal Panels - Steel | Canadian Sheet Steel Building Institute | Includes: Agway, Bailey, Behlen, Canam,DASS, DCM, Duchesne, EB, Exsteel, Ideal Roofing, Imperial, LKME, Manugypse, Metal Up, Scotia, Steel Tile Co, Steelway, Trebor, Vicwest, Vulcraft, Westform, Westman | 24 gauge |  |  | Includes all styles of panel and tile at 24 gauge | CAN | 2024-02-09 | 2.434 | kg | 11.8779 | m² | 4078-8004 | CSA | 2027 | 7800 | kg/m3 | 4.88 | kg/m2 | [5 empty] | 0 | [9 empty] | 0.00061 |  |  | A72 | [5 empty] | FALSE
(ARCHIVED 2025) Metal Panels - Steel / Metal Building Manufacturers Assn / 24 gauge | (ARCHIVED 2025) Metal Panels - Steel | Metal Building Manufacturers Assn | See all members | 24 gauge |  |  | Avg of roof and wall panels | USA |  | 1221.7 | 92.9m2 | 13.1507 | m2 | 4786774590.103.1 | UL Env. | 2021 | 8030 | kg/m3 | [7 empty] | 0 | [7 empty] | 0.00061 |  |  |  |  | 143 |  |  |  | Expired 2021 |  | FALSE
Metal Panels - Steel / Metal Building Manufacturers Assn / List of participating members: https://www.mbma.com/System_Members.html / 24 gauge | Metal Panels - Steel | Metal Building Manufacturers Assn | List of participating members: https://www.mbma.com/System_Members.html | 24 gauge |  |  | List of participating members: https://www.mbma.com/System_Members.html | US | 2024-02-06 | 1233 | 100 m2 | 12.33 | m² | 4789771662.103.1 | UL Environment | 2026 | 4.73 | kg/m2 | [7 empty] | 0 | [9 empty] | 0.00061 |  |  | A73 | [5 empty] | FALSE
Metal Panels - Steel / Metal Construction Assn. / 24 gauge | Metal Panels - Steel | Metal Construction Assn. | Includes: ATAS, DMI, Englert, Fabral,McElroy, Pac-Clad | 24 gauge |  |  |  | USA |  | 1530 | 100m2 | 15.3 | m2 | 4789289084.103.1 | UL Env. | 2025 | 8030 | kg/m3 | [7 empty] | 0 | [7 empty] | 0.00061 |  |  |  |  | 144 |  |  |  | Expired 2025 |  | FALSE
(ARCHIVED 2025) Metal Panels - Steel / Petersen Aluminum Corp / PAC-CLAD / 24 gauge | (ARCHIVED 2025) Metal Panels - Steel | Petersen Aluminum Corp | PAC-CLAD | 24 gauge |  |  |  | USA |  | 3492.7 | 92.9m2 | 37.5963 | m2 | 4786652606.101.2 | UL Env. | 2020 | 4.67 | kg/m2 | [7 empty] | 0 | [12 empty] | 145 |  |  |  | Expired 2020 |  | FALSE
Metal Panels - Steel / Petersen Aluminum Corp / Pac-Clad, all profiles / 24 gauge | Metal Panels - Steel | Petersen Aluminum Corp | Pac-Clad, all profiles | 24 gauge |  |  |  | US | 2024-02-05 | 1580 | 100m2 | 15.8 | m² | 4789365778.101.1 | UL Environment | 2025 | 2.07 | kg/m2 | 207 | kg/100m2 | [5 empty] | 0 | [12 empty] | A74 | [5 empty] | FALSE
MgO board 1/2" / North American MgO / MagTech Ultra / 1/2" | MgO board 1/2" | North American MgO | MagTech Ultra | 1/2" |  |  |  | USA |  | 7.4 | m2 | 7.4 | m2 | SCS-EPD-04873 | SCS Global | 2023 | 1000 | kg/m3 | [7 empty] | 0 | [12 empty] | 146 |  |  |  | Expired 2023 |  | FALSE
(ARCHIVED 2025) Mineral wool batt / Owens Corning / Thermafiber UltraBatt / R 4.3/inch | (ARCHIVED 2025) Mineral wool batt | Owens Corning | Thermafiber UltraBatt | R 4.3/inch |  |  |  | USA & CAN |  | 4 | m2 RSI 1 | 4 | m2 RSI 1 | 4788956323.103.1 | UL Env. | 2024 | 64 | kg/m3 |  |  | 4.3 | 0.03354 | W/(mK) |  |  | 0 | [12 empty] | 147 |  |  |  | Expired 2024 |  | FALSE
(ARCHIVED 2025) Mineral wool batt / Rockwool / Safe'n'Sound, ComfortBatt / R 3.8/inch | (ARCHIVED 2025) Mineral wool batt | Rockwool | Safe'n'Sound, ComfortBatt | R 3.8/inch |  |  |  | USA & CAN |  | 1.31 | m2 RSI 1 | 1.31 | m2 RSI 1 | 4789092768.101.1 | UL Env. | 2024 | 32 | kg/m3 |  |  | 3.8 | 0.037953 | W/(mK) |  |  | 0 | [12 empty] | 148 |  |  |  | Expired 2024 |  | FALSE
(ARCHIVED 2025) Mineral wool board - heavy density / NAIMA / R 4.2/inch | (ARCHIVED 2025) Mineral wool board - heavy density | NAIMA | Includes: Rolan, Armstrong, Rockwool, Thermafiber, American Rock Wool, IIG, Delta, USG | R 4.2/inch |  |  |  | USA & CAN |  | 8.16 | m2 RSI 1 | 8.16 | m2 RSI 1 | 4788703029.101.2 | UL Env. | 2023 | 123.5 | kg/m3 |  |  | 4.2 | 0.034338 | W/(mK) |  |  | 0 | [12 empty] | 149 |  |  |  | Expired 2023 |  | FALSE
Mineral wool board - heavy density / NAIMA / Owens Corning, Johns Manville, Rolan / R 4.4/inch | Mineral wool board - heavy density | NAIMA | Owens Corning, Johns Manville, Rolan | R 4.4/inch |  |  | 99.9 kg/m3 | US | 2024-02-01 | 6.82 | m2•RSI | 6.82 | m2•RSI | SmartEPD-2023-008-0023-01 | Smart EPD | 2028 | 99.9 | kg/m3 |  |  | 4.4 | 0.032778 |  |  |  | 0 | [12 empty] | A75 | [5 empty] | FALSE
(ARCHIVED 2025) Mineral wool board / Rockwool / Rockboard 60 / R 4.3/inch | (ARCHIVED 2025) Mineral wool board | Rockwool | Rockboard 60 | R 4.3/inch |  |  |  | USA & CAN |  | 2.88 | m2 RSI 1 | 2.88 | m2 RSI 1 | 4789092768.101.2 | UL Env. | 2024 | 96 | kg/m3 |  |  | 4.3 | 0.03354 | W/(mK) |  |  | 0 | [12 empty] | 150 |  |  |  | Expired 2024 |  | FALSE
(ARCHIVED 2025) Mineral wool board - light density / NAIMA / R 3.7/inch | (ARCHIVED 2025) Mineral wool board - light density | NAIMA | Includes: Rolan, Armstrong, Rockwool, Thermafiber, American Rock Wool, IIG, Delta, USG | R 3.7/inch |  |  |  | USA & CAN |  | 3.33 | m2 RSI 1 | 3.33 | m2 RSI 1 | 4788703029.101.1 | UL Env. | 2023 | 44.1 | kg/m3 |  |  | 3.7 | 0.038979 | W/(mK) |  |  | 0 | [12 empty] | 151 |  |  |  | Expired 2023 |  | FALSE
Mineral wool board - light density / NAIMA / Owens Corning, Johns Manville, Rolan / R 3.9/inch | Mineral wool board - light density | NAIMA | Owens Corning, Johns Manville, Rolan | R 3.9/inch |  |  | 38.3 kg/m3 | US | 2024-02-01 | 2.68 | m2•RSI | 2.68 | m2•RSI | SmartEPD-2023-008-0022-01 | Smart EPD | 2028 | 38.3 | kg/m3 |  |  | 3.9 | 0.03698 |  |  |  | 0 | [12 empty] | A76 | [5 empty] | FALSE
(ARCHIVED 2025) Mineral wool loose fill / NAIMA / R 3/inch | (ARCHIVED 2025) Mineral wool loose fill | NAIMA | Includes: Rolan, Armstrong, Rockwool, Thermafiber, American Rock Wool, IIG, Delta, USG | R 3/inch |  |  |  | USA & CAN |  | 1.56 | m2 RSI 1 | 1.56 | m2 RSI 1 | 4788703029.102.1 | UL Env. | 2023 | 23.1 | kg/m3 |  |  | 3 |  |  |  |  | 0 | [12 empty] | 152 |  |  |  | Expired 2023 |  | FALSE
Mineral wool loose fill / NAIMA / USG, American Rockwool / R 3/inch | Mineral wool loose fill | NAIMA | USG, American Rockwool | R 3/inch |  |  | 32.1 kg/m3 | US | 2024-02-01 | 1.89 | m2•RSI | 1.89 | m2•RSI | SmartEPD-2023-008-0021-01 | Smart EPD | 2028 | 32.1 | kg/m3 |  |  | 3 | 0.048074 |  |  |  | 0 | [12 empty] | A77 | [5 empty] | FALSE
Mycelium board / Ecovative / Mycofoam / R 3.7/inch | Mycelium board | Ecovative | Mycofoam | R 3.7/inch |  |  |  | USA |  | 275.38 | m3 | 10.7398 | m2 RSI1 | New York State Pollution Prevention Institute LCA, 2013 |  |  | 121 | kg/m3 | 4.719 | kg/m2 at RSI1 | 3.698 | 0.039 | W/(mK) | 1 | 0.5 | 7.7934 | [12 empty] | 153 |  |  |  | Independent LCA, 2013 |  | FALSE
(ARCHIVED 2026) OSB sheathing / American Wood Council & Canadian Wood Council / / 1/2" | (ARCHIVED 2026) OSB sheathing | American Wood Council & Canadian Wood Council |  | 1/2" |  |  | Wood biogenic carbon storage set to zero | USA & CAN |  | 242.58 | m3 | 3.0808 | m2 at 0.0127 m (1/2") | 4788424634.101.1 | UL Env. | 2025 | 620 | kg/m3 | 7.874 | kg/m2 at 1/2" |  |  |  | 0.958 | 0.5 | 12.4577 |  | 0.825 | 3.7716 |  |  | 12.4577 | m2 at 0.0127 m (1/2") | 0.0127 |  |  |  |  | 154 |  |  |  | Expired 2025 |  | FALSE
OSB sheathing / Canadian Wood Council -Eastern / / 1/2" | OSB sheathing | Canadian Wood Council -Eastern |  | 1/2" | [5 empty] | 176 | m3 | 2.2352 | m2 at 0.0127 m (1/2") | EPD 853 | ASTM International | 2030-02-04 | 613 | kg/m3 | 7.7851 | kg/m2 at 1/2" | [5 empty] | 17.8308 |  |  |  |  | 19.812 | 17.8308 |  |  |  | 0.0127 |  |  | 154-1 | [5 empty] | FALSE
OSB sheathing / Canadian Wood Council -Western / / 1/2" | OSB sheathing | Canadian Wood Council -Western |  | 1/2" | [5 empty] | 203 | m3 | 2.5781 | m2 at 0.0127 m (1/2") | EPD 853 | ASTM International | 2030-02-04 | 613 | kg/m3 | 7.7851 | kg/m2 at 1/2" | [5 empty] | 20.3454 |  |  |  |  | 22.606 | 20.3454 |  |  |  | 0.0127 |  |  | 154-2 | [5 empty] | FALSE
(ARCHIVED 2026) OSB sheathing / American Wood Council & Canadian Wood Council / / 5/8" | (ARCHIVED 2026) OSB sheathing | American Wood Council & Canadian Wood Council |  | 5/8" |  |  | Wood biogenic carbon storage set to zero | USA & CAN |  | 242.58 | m3 | 3.8522 | m2 at 0.0159 m (5/8") | 4788424634.101.1 | UL Env. | 2025 | 620 | kg/m3 | 9.8456 | kg/m2 at 5/8" |  |  |  | 0.958 | 0.5 | 15.5771 |  | 0.825 | 4.716 |  |  | 15.5771 | m2 at 0.0159 m (5/8") | 0.0159 |  |  |  |  | 155 |  |  |  | Expired 2025 |  | FALSE
OSB sheathing / Canadian Wood Council -Eastern / / 5/8" | OSB sheathing | Canadian Wood Council -Eastern |  | 5/8" | [5 empty] | 176 | m3 | 2.794 | m2 at 0.015875 m (5/8") | EPD 853 | ASTM International | 2030-02-04 | 613 | kg/m3 | 9.7314 | kg/m2 at 5/8" | [5 empty] | 22.2885 |  |  |  |  | 24.765 | 22.2885 |  |  |  | 0.015875 |  |  | 155-1 | [5 empty] | FALSE
OSB sheathing / Canadian Wood Council -Western / / 5/8" | OSB sheathing | Canadian Wood Council -Western |  | 5/8" | [5 empty] | 203 | m3 | 3.2226 | m2 at 0.015875 m (5/8") | EPD 853 | ASTM International | 2030-02-04 | 613 | kg/m3 | 9.7314 | kg/m2 at 5/8" | [5 empty] | 25.4318 |  |  |  |  | 28.2575 | 25.4318 |  |  |  | 0.015875 |  |  | 155-2 | [5 empty] | FALSE
OSB sheathing / Huber / AdvanTech / 1/2" Sheathing | OSB sheathing | Huber | AdvanTech | 1/2" Sheathing |  |  | No biogenic carbon credited | US | 2023-02-26 | 420 | m3 | 5.334 | m2 @ 1/2" | 4789103593.101.1 | UL | 2025 | 662 | kg/m3 | 8.407 | kg/m2 at 1/2" | 78.74 | m2 @ 1/2'' / m3 |  | 0.925 | 0.5 | 12.8428 | [5 empty] | 12.8428 | m2 @ 1/2" | [5 empty] | 156 |  |  |  | Expired 2025 |  | FALSE
OSB sheathing / LP / FlameBlock® Fire-Rated / 7/16", coated 1 side | OSB sheathing | LP | FlameBlock® Fire-Rated | 7/16", coated 1 side |  |  | Long Term Biogenic Carbon | US | 2024-01-31 | 333.48 | m3 | 4.5606 | m2 @ 7/16" | EPD 556 | ASTM | 2028-09-18 | 678.28 | kg/m3 | 9.276 | kg/m2 at 7/16" coated 1-side | 73.122 | m2 @ 7/16'' / m3 | 13.3603 |  |  | 12.0243 | m2 |  |  |  |  | 12.0243 | m2 @ 7/16" | [5 empty] | A78 | [5 empty] | FALSE
OSB sheathing / LP / LP® TopNotch® 350 / 7/16" | OSB sheathing | LP | LP® TopNotch® 350 | 7/16" |  |  | Long Term Biogenic Carbon | US | 2024-01-31 | 264.52 | m3 | 2.9395 | m2 @ 7/16" | EPD 558 | ASTM | 2028-09-18 | 765 | kg/m3 | 8.5011 | kg/m2 at 7/16" | 89.9888 | m2 @ 7/16'' / m3 | 13.4185 |  |  | 12.0766 | m2 |  |  |  |  | 12.0766 | m2 @ 7/16" | [5 empty] | A79 | [5 empty] | FALSE
(ARCHIVED 2023) OSB sheathing / Huber / AdvanTech / 1/2" Sheathing | (ARCHIVED 2023) OSB sheathing | Huber | AdvanTech | 1/2" Sheathing |  |  | Wood biogenic carbon storage set to zero | USA |  | 6.6 | m2 | 6.6 | m2 | 4786451831.101.1 | UL Env. | 2019 | 8.392 | kg/m2 at 1/2" | [5 empty] | 0.925 | 0.5 | 0 | m2 at product thickness | 0.825 | 3.8813 |  |  |  |  | 0.0127 |  |  |  |  | 156_Archived |  |  |  | Expired 2019 |  | FALSE
OSB sheathing & barrier / Huber / ZIP System - Wall and Roof Sheathing / 7/16" | OSB sheathing & barrier | Huber | ZIP System - Wall and Roof Sheathing | 7/16" |  |  | No biogenic carbon credited | US | 2023-02-26 | 380 | m² | 4.2222 | m2 @ 7/16" | 4789103593.102.1 | UL | 2025 | 660 | kg/m3 | 7.26 | kg/m2 at 7/16" | 90 | m2 @ 7/16'' / m3 |  | 0.925 | 0.5 | 11.0906 | [5 empty] | 11.0906 | m2 @ 7/16" | [5 empty] | 157 |  |  |  | Expired 2025 |  | FALSE
OSB sheathing & barrier / Huber / ZIP System - Wall and Roof Sheathing / 5/8" | OSB sheathing & barrier | Huber | ZIP System - Wall and Roof Sheathing | 5/8" |  |  | Long Term Biogenic Carbon | US | 2024-02-13 | 380 | m³ | 6.042 | m² | 4789103593.102.1 | UL | 2025-07-01 | 660 | kg/m3 | 10.494 | kg/m2 at 5/8" |  |  |  | 0.925 | 0.5 | 16.031 | [5 empty] | 16.031 | m² |  |  | 0.0159 |  |  | A80 | [5 empty] | FALSE
OSB sheathing & barrier / Huber / ZIP System - Wall and Roof Sheathing / 1/2" | OSB sheathing & barrier | Huber | ZIP System - Wall and Roof Sheathing | 1/2" |  |  | Long Term Biogenic Carbon | US | 2024-02-13 | 380 | m³ | 4.826 | m² | 4789103593.102.1 | UL | 2025-07-01 | 660 | kg/m3 | 8.382 | kg/m2 at 1/2" |  |  |  | 0.925 | 0.5 | 12.8047 | [5 empty] | 12.8047 | m² |  |  | 0.0127 |  |  | A81 | [5 empty] | FALSE
OSB sheathing & barrier / LP / WeatherLogic® Air & Water Barrier / 1/2" | OSB sheathing & barrier | LP | WeatherLogic® Air & Water Barrier | 1/2" |  |  | Long Term Biogenic Carbon | US | 2024-01-31 | 323.38 | m3 | 4.1069 | m2 @ 1/2" | EPD 555 | ASTM | 2028-09-18 | 765 | kg/m3 | 9.7155 | kg/m2 at 7/16" | 78.7402 | m2 @ 7/16'' / m3 | 1398.83 |  |  | 15.9886 | m2 |  | 17.7651 |  |  | 15.9886 | m2 @ 1/2" | [5 empty] | A82 | [5 empty] | FALSE
OSB sheathing & barrier / LP / WeatherLogic® Air & Water Barrier / 7/16" | OSB sheathing & barrier | LP | WeatherLogic® Air & Water Barrier | 7/16" |  |  | Long Term Biogenic Carbon | US | 2024-01-31 | 323.38 | m3 | 3.5936 | m2 @ 7/16" | EPD 555 | ASTM | 2028-09-18 | 765 | kg/m3 | 8.5011 | kg/m2 at 7/16" | 89.9888 | m2 @ 7/16'' / m3 | 1398.83 |  |  | 14.0058 | m2 |  | 15.562 |  |  | 14.0058 | m2 @ 7/16" | [5 empty] | A83 | [5 empty] | FALSE
(ARCHIVED 2023) OSB sheathing / Huber / ZIP System / 7/16" Sheathing, protective barrier and tape | (ARCHIVED 2023) OSB sheathing | Huber | ZIP System | 7/16" Sheathing, protective barrier and tape |  |  | Wood biogenic carbon storage set to zero | USA |  | 4 | m2 | 4 | m2 | 4786451831.103.1 | UL Env. | 2019 | 8.392 | kg/m2 at 1/2" | 7.343 | kg/m2 at 7/16" |  |  |  | 0.925 | 0.5 | 0 | m2 at product thickness | 0.825 | 3.3961 | [9 empty] | 157_Archived |  |  |  | Expired 2019 |  | FALSE
OSB subflooring / Huber / AdvanTech / 19/32" Subflooring | OSB subflooring | Huber | AdvanTech | 19/32" Subflooring |  |  | No biogenic carbon credited | US | 2023-02-26 | 470 | m3 | 7.0879 | m2 @ 19/32" | 4789103593.101.1 | UL | 2025 | 670 | kg/m3 | 10.12 | kg/m2 at 1/2" | 66.31 | m2 @ 19/32'' / m3 |  | 0.925 | 0.5 | 15.4597 | [5 empty] | 15.4597 | m2 @ 19/32" | [5 empty] | 158 |  |  |  | Expired 2025 |  | FALSE
OSB subflooring / LP / LP Legacy® Premium / 5/8" | OSB subflooring | LP | LP Legacy® Premium | 5/8" |  |  | Long Term Biogenic Carbon | US | 2024-01-31 | 283.3 | m3 | 4.4974 | m2 @ 5/8" | EPD 557 | ASTM | 2028-09-18 | 662 | kg/m3 | 10.5092 | kg/m2 at 5/8" | 62.9921 | m2 @ 5/8'' / m3 | 1302.14 |  |  | 18.6043 | m2 |  | 20.6715 |  |  | 18.6043 | m2 @ 5/8" | [5 empty] | A84 | [5 empty] | FALSE
(ARCHIVED 2023) OSB subflooring / Huber / AdvanTech / 19/32" Subflooring | (ARCHIVED 2023) OSB subflooring | Huber | AdvanTech | 19/32" Subflooring |  |  | Wood biogenic carbon storage set to zero | USA |  | 6.6 | m2 | 6.6 | m2 | 4786451831.101.2 | UL Env. | 2019 | 8.392 | kg/m2 at 1/2" | 9.9655 | kg/m2 at 19/32" |  |  |  | 0.925 | 0.5 | 0 | m2 at product thickness | 0.825 | 4.609 |  |  |  |  | 0.015081 |  |  |  |  | 158_Archived |  |  |  | Expired 2019 |  | FALSE
(ARCHIVED 2026) Plywood / American Wood Council & Canadian Wood Council / / 1/2" | (ARCHIVED 2026) Plywood | American Wood Council & Canadian Wood Council |  | 1/2" |  |  | Wood biogenic carbon storage set to zero | USA & CAN |  | 219.32 | m3 | 2.7854 | m2 at 1/2" | 4788424634.103.1 | UL Env. | 2025 | 484 | kg/m3 | 6.1468 | kg/m2 at 1/2" |  |  |  | 0.971 | 0.5 | 9.857 |  | 0.825 | 2.9843 |  |  | 9.857 | m2 at 1/2" | 0.0127 |  |  |  |  | 159 |  |  |  | Expired 2025 |  | FALSE
Plywood / Canadian Wood Council / / 1/2" | Plywood | Canadian Wood Council |  | 1/2" | [5 empty] | 226 | m3 | 2.8702 | m2 at 1/2" | EPD 855 | ASTM International | 2030-02-04 | 500 | kg/m3 | 6.35 | kg/m2 at 1/2" | [5 empty] | 22.5171 |  |  |  |  | 25.019 | 22.5171 |  |  |  | 0.0127 |  |  | 159-1 | [5 empty] | FALSE
(ARCHIVED 2026) Plywood / American Wood Council & Canadian Wood Council / / 5/8" | (ARCHIVED 2026) Plywood | American Wood Council & Canadian Wood Council |  | 5/8" |  |  | Wood biogenic carbon storage set to zero | USA & CAN |  | 219.32 | m3 | 3.4872 | m2 at 5/8" | 4788424634.103.1 | UL Env. | 2025 | 484 | kg/m3 | 7.6956 | kg/m2 at 5/8" |  |  |  | 0.971 | 0.5 | 12.3407 |  | 0.825 | 3.7362 |  |  | 12.3407 | m2 at 5/8" | 0.0159 |  |  |  |  | 160old |  |  |  | Expired 2025 |  | FALSE
Plywood / Canadian Wood Council / / 5/8" | Plywood | Canadian Wood Council |  | 5/8" | [5 empty] | 226 | m3 | 3.5878 | m2 at 5/8" | EPD 855 | ASTM International | 2030-02-04 | 500 | kg/m3 | 7.9375 | kg/m2 at 5/8" | [5 empty] | 28.1464 |  |  |  |  | 31.2737 | 28.1464 |  |  |  | #REF! |  |  | 160 | [5 empty] | FALSE
(ARCHIVED 2026) Plywood / American Wood Council & Canadian Wood Council / / 3/4" | (ARCHIVED 2026) Plywood | American Wood Council & Canadian Wood Council |  | 3/4" |  |  | Wood biogenic carbon storage set to zero | USA & CAN |  | 219.32 | m3 | 4.178 | m2 at 3/4" | 4788424634.103.1 | UL Env. | 2025 | 484 | kg/m3 | 9.2202 | kg/m2 at 3/4" |  |  |  | 0.971 | 0.5 | 14.7856 |  | 0.825 | 4.4764 |  |  | 14.7856 | m2 at 3/4" | 0.0159 |  |  |  |  | 161old |  |  |  | Expired 2025 |  | FALSE
Plywood / Canadian Wood Council / / 3/4" | Plywood | Canadian Wood Council |  | 3/4" | [5 empty] | 226 | m3 | 4.3053 | m2 at 3/4" | EPD 855 | ASTM International | 2030-02-04 | 500 | kg/m3 | 9.525 | kg/m2 at 3/4" | [5 empty] | 33.7756 |  |  |  |  | 37.5285 | 33.7756 |  |  |  | 0.015875 |  |  | 161 | [5 empty] | FALSE
Plywood / British Columbia Average / Includes : West Fraser Mills, Thompson River Veneer Products / 1/2" | Plywood | British Columbia Average | Includes : West Fraser Mills, Thompson River Veneer Products | 1/2" |  |  |  | CA | 2024-01-20 | 131.68 | m3 | 1.67 | m2 | EP397 | ASTM International | 2028-02-20 | 477.33 | kg/m3 |  |  |  |  | 680.99 |  |  | 7.7837 | m2 |  | 8.6486 |  |  | 7.7837 | m2 | [5 empty] | A85 | [5 empty] | FALSE
Plywood / British Columbia Average / Includes : West Fraser Mills, Thompson River Veneer Products / 3/4" | Plywood | British Columbia Average | Includes : West Fraser Mills, Thompson River Veneer Products | 3/4" |  |  |  | CA | 2024-01-20 | 131.68 | m3 | 2.51 | m2 | EP397 | ASTM International | 2028-02-20 | 477.33 | kg/m3 |  |  |  |  | 680.99 |  |  | 9.7296 | m2 |  | 10.8107 |  |  | 9.7296 | m2 | [5 empty] | A86 | [5 empty] | FALSE
Plywood / British Columbia Average / Includes : West Fraser Mills, Thompson River Veneer Products / 5/8" | Plywood | British Columbia Average | Includes : West Fraser Mills, Thompson River Veneer Products | 5/8" |  |  |  | CA | 2024-01-20 | 131.68 | m3 | 2.09 | m2 | EP397 | ASTM International | 2028-02-20 | 477.33 | kg/m3 |  |  |  |  | 680.99 |  |  | 12.2578 | m2 |  | 13.6198 |  |  | 12.2578 | m2 | [5 empty] | A87 | [5 empty] | FALSE
Plywood / Roseburg / Hardwood plywood. Includes: walnut, alder, cherry, mahogany, oak, birch, maple faces / 3/4" | Plywood | Roseburg | Hardwood plywood. Includes: walnut, alder, cherry, mahogany, oak, birch, maple faces | 3/4" |  |  |  | US | 2024-02-05 | 4.57 | m2 at 3/4" | 4.57 | m² | 4786969381.107.1 | UL Environment | 2024 | 8.9 | kg/m2 at 3/4" | [5 empty] | 0.94 | 0.49 | 13.5401 |  |  | 15.0446 |  |  | 13.5401 | m² | [5 empty] | A88 | [5 empty] | FALSE
Plywood / Roseburg / softwood plywood / 1/2" | Plywood | Roseburg | softwood plywood | 1/2" |  |  |  | US | 2024-02-05 | 1.5 | m2 at 3/8" | 1.9995 | m² | 4786969381.102.1 | UL Environment | 2024 | 4.38 | kg/m2 at 3/8" | 5.8385 | kg/m2 at 1/2" |  |  |  | 0.945 | 0.5 | 9.112 |  |  | 10.1245 |  |  | 9.112 | m² | [5 empty] | A89 | [5 empty] | FALSE
Plywood / Roseburg / softwood plywood / 3/4" | Plywood | Roseburg | softwood plywood | 3/4" |  |  |  | US | 2024-02-05 | 1.5 | m2 at 3/8" | 3 | m² | 4786969381.102.1 | UL Environment | 2024 | 4.38 | kg/m2 at 3/8" | 8.76 | kg/m2 at 3/4" |  |  |  | 0.945 | 0.5 | 13.6714 |  |  | 15.1905 |  |  | 13.6714 | m² | [5 empty] | A90 | [5 empty] | FALSE
(ARCHIVED 2025) Polyiso - roof boards / Carlisle / GRF cellulosic facer / R 5.8/inch | (ARCHIVED 2025) Polyiso - roof boards | Carlisle | GRF cellulosic facer | R 5.8/inch |  |  |  | US & CA |  | 2.18 | m2•RSI | 2.18 | m2•RSI | EPD 255 | ASTM International | 2026 | 28.92 | kg/m3 |  |  | 5.8 | 0.024866 |  |  |  | 0 | [12 empty] | 162 | [5 empty] | FALSE
Polyiso - roof boards / Carlisle / GRF cellulosic facer / GRF facer / Type II R 5.6-inch, 16 psi | Polyiso - roof boards | Carlisle | GRF cellulosic facer | GRF facer / Type II R 5.6-inch, 16 psi |  |  |  | US | 2023-03-05 | 2.18 | m2•RSI | 2.18 | m2•RSI | EPD 255 | ASTM International | 2026-09-17 | 28.92 | kg/m3 |  |  | 5.6 | 0.025754 |  |  |  | 0 | [12 empty] | A91 | [5 empty] | FALSE
(ARCHIVED 2023) Polyiso - roof boards / Carlisle / InsulBase, SecurShield, StormBase / R 5.8/inch | (ARCHIVED 2023) Polyiso - roof boards | Carlisle | InsulBase, SecurShield, StormBase | R 5.8/inch |  |  |  | USA |  | 2.41 | m2 RSI 1 | 2.41 | m2 RSI 1 | 4789092768.101.1 | UL Env. | 2022 | 28.92 | kg/m3 |  |  | 5.8 |  |  |  |  | 0 | [12 empty] | 162_Archived |  |  |  | Expired 2022 |  | FALSE
(ARCHIVED 2025) Polyiso - roof boards / Hunter / Polysio Roof insulation boards / R 5.8/inch | (ARCHIVED 2025) Polyiso - roof boards | Hunter | Polysio Roof insulation boards | R 5.8/inch |  |  |  | US |  | 2.18 | m2•RSI | 2.18 | m2•RSI | EPD 271 | ASTM International | 2026 | 28.92 | kg/m3 |  |  | 5.8 | 0.024866 |  |  |  | 0 | [12 empty] | 163 | [5 empty] | FALSE
Polyiso - roof boards / Hunter / H-Shield / GRF facer / Type II R 5.6-inch, 16 psi | Polyiso - roof boards | Hunter | H-Shield | GRF facer / Type II R 5.6-inch, 16 psi |  |  |  | US | 2023-03-07 | 2.18 | m2•RSI | 2.18 | m2•RSI | EPD 271 | ASTM International | 2026-11-12 | 28.92 | kg/m3 |  |  | 5.6 | 0.025754 |  |  |  | 0 | [12 empty] | A92 | [5 empty] | FALSE
(ARCHIVED 2023) Polyiso - roof boards / Hunter / H-Shield products / R 5.8/inch | (ARCHIVED 2023) Polyiso - roof boards | Hunter | H-Shield products | R 5.8/inch |  |  |  | USA |  | 2.41 | m2 RSI 1 | 2.41 | m2 RSI 1 | 4788092227.101.1 | UL Env. | 2022 | 28.92 | kg/m3 |  |  | 5.8 |  |  |  |  | 0 | [12 empty] | 163_Archived |  |  |  | Expired 2022 |  | FALSE
(ARCHIVED 2025) Polyiso - roof boards / PIMA / Includes: Atlas, Firestone, GAF, Johns Manville, Rmax / R 5.8/inch | (ARCHIVED 2025) Polyiso - roof boards | PIMA | Includes: Atlas, Firestone, GAF, Johns Manville, Rmax | R 5.8/inch |  |  |  | USA |  | 2.8 | m2 RSI 1 | 2.8 | m2 RSI 1 | EPD10043 | NSF | 2020 | 28.92 | kg/m3 |  |  | 5.8 |  |  |  |  | 0 | [12 empty] | 164 |  |  |  | Expired 2020 |  | FALSE
Polyiso - roof boards / PIMA / Includes: Atlas, Firestone, GAF, Johns Manville, Rmax, Carlisle, Iko, Soprema / GRF facer / R 5.6/inch | Polyiso - roof boards | PIMA | Includes: Atlas, Firestone, GAF, Johns Manville, Rmax, Carlisle, Iko, Soprema | GRF facer / R 5.6/inch |  |  |  | US & CA | 2022-03-15 | 2.1086 | m2•RSI | 2.1086 | m2•RSI | EPD10465 | NSF | 2025-11-04 | 37.64 | kg/m3 |  |  | 5.6 | 0.025754 |  |  |  | 0 | [12 empty] | A93 | [5 empty] | FALSE
(ARCHIVED 2025) Polyiso - roof boards / Versico / VersiCore, SecurShield, DuraFaceR / R 5.8/inch | (ARCHIVED 2025) Polyiso - roof boards | Versico | VersiCore, SecurShield, DuraFaceR | R 5.8/inch |  |  |  | USA |  | 2.41 | m2 RSI 1 | 2.41 | m2 RSI 1 | 4787622255.104.1 | UL Env. | 2022 | 28.92 | kg/m3 |  |  | 5.8 |  |  |  |  | 0 | [12 empty] | 165 |  |  |  | Expired 2022 |  | FALSE
Polyiso - roof boards / Versico / VersiCore, SecurShield, DuraFaceR / GRF facer / Type II R 5.6-inch, 16 psi | Polyiso - roof boards | Versico | VersiCore, SecurShield, DuraFaceR | GRF facer / Type II R 5.6-inch, 16 psi |  |  |  | US | 2023-03-11 | 2.176 | m2•RSI | 2.176 | m2•RSI | EPD 270 | ASTM International | 2026-11-12 | 28.92 | kg/m3 |  |  | 5.6 | 0.025754 |  |  |  | 0 | [12 empty] | A94 | [5 empty] | FALSE
Polyisocyanurate - roof boards / Carlisle / CGF facer / CGF facer / Type II R 5.6/inch, 16 psi | Polyisocyanurate - roof boards | Carlisle | CGF facer | CGF facer / Type II R 5.6/inch, 16 psi |  |  |  | US | 2024-01-04 | 3.02 | m2•RSI | 3.02 | m²•RSI | EPD255 | ASTM International | 2026-09-17 |  |  |  |  | 5.6 |  |  |  |  | 0 | [12 empty] | A95 | [5 empty] | FALSE
Polyisocyanurate - roof boards / Hunter / H-Shield CG / CGF facer / Type II R 5.6/inch, 16 psi | Polyisocyanurate - roof boards | Hunter | H-Shield CG | CGF facer / Type II R 5.6/inch, 16 psi |  |  |  | US | 2023-03-07 | 3.02 | m2•RSI | 3.02 | m2•RSI | EPD 271 | ASTM International | 2026-11-12 | 28.92 | kg/m3 |  |  | 5.6 | 0.025754 |  |  |  | 0 | [12 empty] | A96 | [5 empty] | FALSE
Polyisocyanurate - roof boards / PIMA / Includes: Atlas, Firestone, GAF, Johns Manville, Rmax, Carlisle, Iko, Soprema / CGF facer R 5.8/inch | Polyisocyanurate - roof boards | PIMA | Includes: Atlas, Firestone, GAF, Johns Manville, Rmax, Carlisle, Iko, Soprema | CGF facer R 5.8/inch |  |  |  | US & CA | 2022-03-15 | 2.9486 | m2•RSI | 2.9486 | m2•RSI | EPD10465 | NSF | 2025-11-04 | 37.64 | kg/m3 |  |  | 5.6 | 0.025754 |  |  |  | 0 | [12 empty] | A97 | [5 empty] | FALSE
Polyisocyanurate - roof boards / Versico / VersiCore, SecurShield, DuraFaceR / CGF facer / Type II R 5.6-inch, 16 psi | Polyisocyanurate - roof boards | Versico | VersiCore, SecurShield, DuraFaceR | CGF facer / Type II R 5.6-inch, 16 psi |  |  |  | US | 2023-03-11 | 3.02 | m2•RSI | 3.02 | m2•RSI | EPD 270 | ASTM International | 2026-11-12 | 28.92 | kg/m3 |  |  | 5.6 | 0.025754 |  |  |  | 0 | [12 empty] | A98 | [5 empty] | FALSE
Polyisocyanurate - roof boards / Carlisle / High density cover boards / Type II, R 5.0-inch, 80 psi | Polyisocyanurate - roof boards | Carlisle | High density cover boards | Type II, R 5.0-inch, 80 psi |  |  |  | US | 2024-01-04 | 10.95 | m2•RSI | 10.95 | m²•RSI | EPD254 | ASTM International | 2026-09-17 |  |  |  |  | 5 |  |  |  |  | 0 | [12 empty] | A99 | [5 empty] | FALSE
Polyisocyanurate - roof boards / Hunter / High density cover boards / Type II, R 5.0-inch, 80 psi | Polyisocyanurate - roof boards | Hunter | High density cover boards | Type II, R 5.0-inch, 80 psi |  |  |  | US | 2023-03-07 | 10.95 | m2•RSI | 10.95 | m2•RSI | EPD 267 | ASTM International | 2026-11-12 | 28.92 | kg/m3 |  |  | 5 | 0.028844 |  |  |  | 0 | [12 empty] | A100 | [5 empty] | FALSE
Polyisocyanurate - roof boards / PIMA / Includes: Atlas, Firestone, GAF, Johns Manville, Carlisle, Iko, Soprema / R 5.0/inch | Polyisocyanurate - roof boards | PIMA | Includes: Atlas, Firestone, GAF, Johns Manville, Carlisle, Iko, Soprema | R 5.0/inch |  |  |  | US & CA | 2022-03-15 | 10.678 | m2•RSI | 10.678 | m2•RSI | EPD10467 | NSF | 2025-11-04 | 37.64 | kg/m3 |  |  | 5 | 0.028844 |  |  |  | 0 | [12 empty] | A101 | [5 empty] | FALSE
Polyisocyanurate - roof boards / Versico / High density cover boards / Type II, R 5.0-inch, 80 psi | Polyisocyanurate - roof boards | Versico | High density cover boards | Type II, R 5.0-inch, 80 psi |  |  |  | US | 2023-03-11 | 10.95 | m2•RSI | 10.95 | m2•RSI | EPD 268 | ASTM International | 2026-11-12 | 28.92 | kg/m3 |  |  | 5 | 0.028844 |  |  |  | 0 | [12 empty] | A102 | [5 empty] | FALSE
(ARCHIVED 2025) Polyiso - wall boards / Dow Chemical Company / Tuff-R, Super Tuff-R, Thermax / R 6.5/inch | (ARCHIVED 2025) Polyiso - wall boards | Dow Chemical Company | Tuff-R, Super Tuff-R, Thermax | R 6.5/inch |  |  |  | USA |  | 4.01 | m2 RSI 1 | 4.01 | m2 RSI 1 | 4786101271.101.1 | UL Env. | 2019 |  |  |  |  | 6.5 |  |  |  |  | 0 | [12 empty] | 166 |  |  |  | Expired 2019 |  | FALSE
Polyiso - wall boards / Hunter / Polysio Wall insulation boards / R 6.5/inch | Polyiso - wall boards | Hunter | Polysio Wall insulation boards | R 6.5/inch |  |  |  | US |  | 4.251 | m2•RSI | 4.251 | m2•RSI | EPD 253 | ASTM International | 2026 | 33.73 | kg/m3 |  |  | 6.5 | 0.022188 |  |  |  | 0 | [12 empty] | 167 | [5 empty] | FALSE
Polyiso - wall boards / Carlisle / R2+ Silver / R 6.3/inch, 20 psi | Polyiso - wall boards | Carlisle | R2+ Silver | R 6.3/inch, 20 psi |  |  |  | US | 2024-01-04 | 4.2509 | m2•RSI | 4.2509 | m²•RSI | EPD273 | ASTM International | 2026-11-12 |  |  |  |  | 6.3 |  |  |  |  | 0 | [12 empty] | A103 | [5 empty] | FALSE
(ARCHIVED 2023) Polyiso - wall boards / Hunter / Xci / R 6.5/inch | (ARCHIVED 2023) Polyiso - wall boards | Hunter | Xci | R 6.5/inch |  |  |  | USA |  | 2.27 | m2 RSI 1 | 2.27 | m2 RSI 1 | 4788092227.102.1 | UL Env. | 2022 | 33.73 | kg/m3 |  |  | 6.5 |  |  |  |  | 0 | [12 empty] | 167_Archived |  |  |  | Expired 2022 |  | FALSE
(ARCHIVED 2025) Polyiso - wall boards / PIMA / Includes: Atlas, Firestone, GAF, Johns Manville, Rmax / R 6.5/inch | (ARCHIVED 2025) Polyiso - wall boards | PIMA | Includes: Atlas, Firestone, GAF, Johns Manville, Rmax | R 6.5/inch |  |  |  | USA |  | 2.32 | m2 RSI 1 | 2.32 | m2 RSI 1 | EPD10042 | NSF | 2020 | 34 | kg/m3 |  |  | 6.5 |  |  |  |  | 0 | [12 empty] | 168 |  |  |  | Expired 2020 |  | FALSE
(ARCHIVED 2025) Polypropylene siding / Novik / NovikStone, NovikShake / Avg of 5 products | (ARCHIVED 2025) Polypropylene siding | Novik | NovikStone, NovikShake | Avg of 5 products |  |  |  | CAN |  | 27.04 | 100 ft2 | 2.9107 | m2 | 4332-7381 | CSA | 2022 | 2.45 | kg/m2 | 9.29 | m2/100ft2 | [5 empty] | 0 | [7 empty] | 0.092 |  |  |  |  | 169 |  |  |  | Expired 2022 |  | FALSE
Polypropylene siding / Vinyl Siding Institute / / 0.085" Single 7" wood Shake appearance | Polypropylene siding | Vinyl Siding Institute |  | 0.085" Single 7" wood Shake appearance |  |  |  | US & CA |  | 9.81 | m2 | 9.81 | m² | EPD 327 | ASTM International | 2027 | 1025 | kg/m3 | 9.29 | m2/100ft2 | [5 empty] | 0 | [9 empty] | 0.002159 |  |  | 170 | [5 empty] | FALSE
(ARCHIVED 2023) Polypropylene siding / Vinyl Siding Institute / / 0.085" Single 7" "Cedar" Shake | (ARCHIVED 2023) Polypropylene siding | Vinyl Siding Institute |  | 0.085" Single 7" "Cedar" Shake |  |  |  | USA & CAN |  | 63.42 | 100 ft2 | 6.8267 | m2 | 4787108620.103.1 | UL Env. | 2021 | 1030 | kg/m3 | 9.29 | m2/100ft2 | [5 empty] | 0 | [7 empty] | 0.002159 |  |  |  |  | 170_Archived |  |  |  | Expired 2021 |  | FALSE
Polypropylene ICF webbing / / / | Polypropylene ICF webbing | [5 empty] | ICE database is 1.93, CDN database is 1.9 | EU |  | 1.93 | kg | 5.122 | m2 of ICF block | ICE V3.0, 2019 |  |  | 1030 | kg/m3 | 2.6539 | kg/m2 at 1.315 kg webbing per 0.4955 m2 block | [5 empty] | 0 | [12 empty] | 171 |  |  |  | ICE Database (UK) |  | FALSE
PVC Roofing Membrane / CIFA / Includes: Canadian General-Tower, Duro-Last, FiberTite / 48 mils | PVC Roofing Membrane | CIFA | Includes: Canadian General-Tower, Duro-Last, FiberTite | 48 mils |  |  | Installed | USA & CAN |  | 4.26 | m2 | 4.26 | m2 | EPD‐009 | ASTM | 2019 | 1.463 | kg/m2 | [7 empty] | 0 | [12 empty] | 172 |  |  |  | Expired 2019 |  | FALSE
Rammed earth / / Stabilized with 3% NHL / | Rammed earth |  | Stabilized with 3% NHL |  |  |  | Includes hydraulic ramming on site | EU |  | 47.5 | m3 | 1.2065 | m2 at 1" | Fernandes et al LCA, 2020 |  |  | 1900 | kg/m3 | 0.0254 | m/1" | [5 empty] | 0 | [12 empty] | 173 |  |  |  | Peer-reviewed LCA |  | FALSE
Rammed earth / / Stabilized with 5% cement / | Rammed earth |  | Stabilized with 5% cement |  |  |  |  | EU |  | 0.061 | kg | 2.9439 | m2 at 1" | ICE V3.0, 2019 |  |  | 1900 | kg/m3 | 48.26 | kg/m2-1" | [5 empty] | 0 | [12 empty] | 174 |  |  |  | ICE Database (UK) |  | FALSE
Rammed earth / / Stabilized with 8% cement / | Rammed earth |  | Stabilized with 8% cement |  |  |  |  | EU |  | 0.084 | kg | 4.0538 | m2 at 1" | ICE V3.0, 2020 |  |  | 1900 | kg/m3 | 48.26 | kg/m2-1" | [5 empty] | 0 | [12 empty] | 175 |  |  |  | ICE Database (UK) |  | FALSE
(ARCHIVED 2025) Rebar / Concrete Reinforcing Steel Institute / / 10M | (ARCHIVED 2025) Rebar | Concrete Reinforcing Steel Institute |  | 10M |  |  |  | USA & CAN |  | 0.979 | kg | 0.76852 | m | EPD 070 | ASTM | 2022 | 7850 | kg/m3 | 0.785 | kg/m | [5 empty] | 0 | [12 empty] | 176 |  |  |  | Expired 2022 |  | FALSE
Rebar / Concrete Reinforcing Steel Institute / Canadian sizes -98% recycled, EAF / 10M | Rebar | Concrete Reinforcing Steel Institute | Canadian sizes -98% recycled, EAF | 10M |  |  | Includes: Evraz, CMC, Cascade, Steel Dynamics, Nucor | US & CA | 2024-02-06 | 0.854 | kg | 0.67039 | m | EPD 362 | ASTM International | 2027 | 7850 | kg/m3 | 0.785 | kg/m | [5 empty] | 0 | [12 empty] | A104 | [5 empty] | FALSE
(ARCHIVED 2025) Rebar / Concrete Reinforcing Steel Institute / / 15M | (ARCHIVED 2025) Rebar | Concrete Reinforcing Steel Institute |  | 15M |  |  |  | USA & CAN |  | 0.979 | kg | 1.537 | m | EPD 069 | ASTM | 2022 | 7850 | kg/m3 | 1.57 | kg/m | [5 empty] | 0 | [12 empty] | 177 |  |  |  | Expired 2022 |  | FALSE
Rebar / Concrete Reinforcing Steel Institute / Canadian sizes -98% recycled, EAF / 15M | Rebar | Concrete Reinforcing Steel Institute | Canadian sizes -98% recycled, EAF | 15M |  |  | Includes: Evraz, CMC, Cascade, Steel Dynamics, Nucor | US & CA | 2024-02-06 | 0.854 | kg | 1.3408 | m | EPD 362 | ASTM International | 2027 | 7850 | kg/m3 | 1.57 | kg/m | [5 empty] | 0 | [12 empty] | A105 | [5 empty] | FALSE
(ARCHIVED 2025) Rubber flooring / ECOsurfaces / ECOsurfaces / | (ARCHIVED 2025) Rubber flooring | ECOsurfaces | ECOsurfaces |  |  |  |  | USA |  | 5.9 | m2 | 5.9 | m2 | SCS-EPD-03576 | SCS Global | 2020 | 7.476 | kg/m2 | [7 empty] | 0 | [7 empty] | 0.0057 |  |  |  |  | 178 |  |  |  | Expired 2020 |  | FALSE
Rubber flooring / Resilient Floor Covering Institute / Includes tiles and rolls from American Biltrite, Armstrong, Burke, FLEXCO, Johnsonite, Mannington, Roppe, Tarkett / | Rubber flooring | Resilient Floor Covering Institute | Includes tiles and rolls from American Biltrite, Armstrong, Burke, FLEXCO, Johnsonite, Mannington, Roppe, Tarkett |  |  |  |  | USA & CAN |  | 15.6 | m2 | 15.6 | m2 | 4788753451.104.1 | UL Env. | 2024 | 5.6 | kg/m2 | [7 empty] | 0 | [7 empty] | 0.002 |  |  |  |  | 179 |  |  |  | Expired 2024 |  | FALSE
SBS Modified Bitumen Roofing / ARMA / Includes: CertainTeed, Firestone, GAF, Henry, IKO, Johns Mansville, Malarkey, Siplast, Soprema / | SBS Modified Bitumen Roofing | ARMA | Includes: CertainTeed, Firestone, GAF, Henry, IKO, Johns Mansville, Malarkey, Siplast, Soprema |  |  |  | Installed | USA & CAN |  | 6.7 | m2 | 6.7 | m2 | 4787168709.104.1 | UL Env. | 2021 | 8.4 | kg/m2 | [5 empty] | 0.04 |  | 0 | [12 empty] | 180 |  |  |  | Expired 2021 |  | FALSE
(ARCHIVED 2025) SIP panel - EPS foam core / / / 7/16" OSB, Type II EPS | (ARCHIVED 2025) SIP panel - EPS foam core |  |  | 7/16" OSB, Type II EPS |  |  |  | USA & CAN |  |  |  | 421.6544 | m2 at 1" | [12 empty] | 0 | [12 empty] | 181 | [5 empty] | FALSE | [10 empty] | 0
SIP panel - Straw core / Agriboard / Agriboard 7-7/8" / R?/inch | SIP panel - Straw core | Agriboard | Agriboard 7-7/8" | R?/inch |  |  |  | USA |  | -0.044 | m2 |  |  | Beck LCA | [11 empty] | 0 | [12 empty] | 182 |  |  |  | A1-B1 |  | FALSE
(ARCHIVED 2025) Spray polyurethane foam - Closed Cell (HFC) / SPFA / / R 6.6/inch | (ARCHIVED 2025) Spray polyurethane foam - Closed Cell (HFC) | SPFA |  | R 6.6/inch |  |  | Includes: Accella, BASF, DAP, Demilec, Dow, Gaco Western, General Coatings, ICP, Icynene Lapolla, Johns Manville, NCFI, SES | USA & CAN |  | 13.16 | m2 RSI 1 | 13.16 | m2 RSI 1 | EPD-087 | ASTM | 2023 | 31.2 | kg/m3 |  |  | 6.6 |  |  |  |  | 0 | [12 empty] | 183 |  |  |  | A1-B1 |  | FALSE
Spray polyurethane foam - Closed Cell - HFO gas filled / SPFA / / R 6.6/inch | Spray polyurethane foam - Closed Cell - HFO gas filled | SPFA |  | R 6.6/inch |  |  | Includes: Accella, BASF, DAP, Demilec, Dow, Gaco Western, General Coatings, ICP, Icynene Lapolla, Johns Manville, NCFI, SES | US & CA |  | 3.47 | m2•RSI | 3.47 | m2•RSI | EPD 070 | ASTM | 2027 | 31.2 | kg/m3 |  |  | 6.6 | 0.021852 |  |  |  | 0 | [12 empty] | 184 | [5 empty] | FALSE
(ARCHIVED 2023) Spray polyurethane foam - Closed Cell (HFO) / SPFA / / R 6.6/inch | (ARCHIVED 2023) Spray polyurethane foam - Closed Cell (HFO) | SPFA |  | R 6.6/inch |  |  | Includes: Accella, BASF, DAP, Demilec, Dow, Gaco Western, General Coatings, ICP, Icynene Lapolla, Johns Manville, NCFI, SES | USA & CAN |  | 4.16 | m2 RSI 1 | 4.16 | m2 RSI 1 | EPD-085 | ASTM | 2023 | 31.2 | kg/m3 |  |  | 6.6 |  |  |  |  | 0 | [12 empty] | 184_Archived |  |  |  | A1-B1 |  | FALSE
(ARCHIVED 2025) Spray polyurethane foam - High Density (HFC) / SPFA / / R 6.3/inch | (ARCHIVED 2025) Spray polyurethane foam - High Density (HFC) | SPFA |  | R 6.3/inch |  |  | Includes: Accella, BASF, DAP, Demilec, Dow, Gaco Western, General Coatings, ICP, Icynene Lapolla, Johns Manville, NCFI, SES | USA & CAN |  | 17.02 | m2 RSI 1 | 17.02 | m2 RSI 1 | EPD-087 | ASTM | 2023 | 52 | kg/m3 |  |  | 6.3 |  |  |  |  | 0 | [12 empty] | 185 |  |  |  | A1-B1 |  | FALSE
Spray polyurethane foam - High Density - HFO gas filled / SPFA / / R 6.5/inch | Spray polyurethane foam - High Density - HFO gas filled | SPFA |  | R 6.5/inch |  |  | Includes: Accella, BASF, DAP, Demilec, Dow, Gaco Western, General Coatings, ICP, Icynene Lapolla, Johns Manville, NCFI, SES | US & CA |  | 4.05 | m2•RSI | 4.05 | m2•RSI | EPD 070 | ASTM | 2027 | 52 | kg/m3 |  |  | 6.5 | 0.022188 |  |  |  | 0 | [12 empty] | 186 | [5 empty] | FALSE
(ARCHIVED 2023) Spray polyurethane foam - High Density (HFO) / SPFA / / R 6.5/inch | (ARCHIVED 2023) Spray polyurethane foam - High Density (HFO) | SPFA |  | R 6.5/inch |  |  | Includes: Accella, BASF, DAP, Demilec, Dow, Gaco Western, General Coatings, ICP, Icynene Lapolla, Johns Manville, NCFI, SES | USA & CAN |  | 4.95 | m2 RSI 1 | 4.95 | m2 RSI 1 | EPD-085 | ASTM | 2023 | 52 | kg/m3 |  |  | 6.5 |  |  |  |  | 0 | [12 empty] | 186_Archived |  |  |  | A1-B1 |  | FALSE
(ARCHIVED 2025) Spray polyurethane foam - Open Cell (HFC) / SPFA / / R 4.1/inch | (ARCHIVED 2025) Spray polyurethane foam - Open Cell (HFC) | SPFA |  | R 4.1/inch |  |  | Includes: Accella, BASF, DAP, Demilec, Dow, Gaco Western, General Coatings, ICP, Icynene Lapolla, Johns Manville, NCFI, SES | USA & CAN |  | 1.66 | m2 RSI 1 | 1.66 | m2 RSI 1 | EPD-087 | ASTM | 2023 | 9.6 | kg/m3 |  |  | 4.1 |  |  |  |  | 0 | [12 empty] | 187 |  |  |  | A1-B1 |  | FALSE
Spray polyurethane foam - Open Cell - HFO gas / SPFA / / R 4.1/inch | Spray polyurethane foam - Open Cell - HFO gas | SPFA |  | R 4.1/inch |  |  | Includes: Accella, BASF, DAP, Demilec, Dow, Gaco Western, General Coatings, ICP, Icynene Lapolla, Johns Manville, NCFI, SES | US & CA |  | 1.42 | m2•RSI | 1.42 | m2•RSI | EPD 070 | ASTM | 2027 | [9 empty] | 0 | [12 empty] | 188 | [5 empty] | FALSE
(ARCHIVED 2023) Spray polyurethane foam - Open Cell (HFO) / SPFA / / R 4.1/inch | (ARCHIVED 2023) Spray polyurethane foam - Open Cell (HFO) | SPFA |  | R 4.1/inch |  |  | Includes: Accella, BASF, DAP, Demilec, Dow, Gaco Western, General Coatings, ICP, Icynene Lapolla, Johns Manville, NCFI, SES | USA & CAN |  | 1.66 | m2 RSI 1 | 1.66 | m2 RSI 1 | EPD-085 | ASTM | 2023 | 9.6 | kg/m3 |  |  | 4.1 |  |  |  |  | 0 | [12 empty] | 188_Archived |  |  |  | A1-B1 |  | FALSE
(ARCHIVED 2025) Steel beam / W150x22 (W6x15) / American Institute of Steel Construction | (ARCHIVED 2025) Steel beam | American Institute of Steel Construction | Hot-rolled strucutural steel | W150x22 (W6x15) |  |  |  | USA |  | 1.16 | kg | 26.1 | linear m | 4786979051.102.1 | UL Env. | 2021 | 7800 | kg/m3 | 22.5 | kg/m | [5 empty] | 0 | [12 empty] | 189 |  |  |  | Expired 2021 |  | FALSE
(ARCHIVED 2025) Steel beam / W200x22 (W8x15) / American Institute of Steel Construction | (ARCHIVED 2025) Steel beam | American Institute of Steel Construction | Hot-rolled strucutural steel | W200x22 (W8x15) |  |  |  | USA |  | 1.16 | kg | 26.1 | linear m | 4786979051.102.1 | UL Env. | 2021 | 7800 | kg/m3 | 22.5 | kg/m | [5 empty] | 0 | [12 empty] | 190 |  |  |  | Expired 2021 |  | FALSE
(ARCHIVED 2025) Steel beam / W200x27 (W8x18) / American Institute of Steel Construction | (ARCHIVED 2025) Steel beam | American Institute of Steel Construction | Hot-rolled strucutural steel | W200x27 (W8x18) |  |  |  | USA |  | 1.16 | kg | 30.856 | linear m | 4786979051.102.1 | UL Env. | 2021 | 7800 | kg/m3 | 26.6 | kg/m | [5 empty] | 0 | [12 empty] | 191 |  |  |  | Expired 2021 |  | FALSE
(ARCHIVED 2025) Steel beam / W200x31 (W8x21) / American Institute of Steel Construction | (ARCHIVED 2025) Steel beam | American Institute of Steel Construction | Hot-rolled strucutural steel | W200x31 (W8x21) |  |  |  | USA |  | 1.16 | kg | 36.308 | linear m | 4786979051.102.1 | UL Env. | 2021 | 7800 | kg/m3 | 31.3 | kg/m | [5 empty] | 0 | [12 empty] | 192 |  |  |  | Expired 2021 |  | FALSE
(ARCHIVED 2025) Steel beam / W250x25 (W10x17) / American Institute of Steel Construction | (ARCHIVED 2025) Steel beam | American Institute of Steel Construction | Hot-rolled strucutural steel | W250x25 (W10x17) |  |  |  | USA |  | 1.16 | kg | 29.348 | linear m | 4786979051.102.1 | UL Env. | 2021 | 7800 | kg/m3 | 25.3 | kg/m | [5 empty] | 0 | [12 empty] | 193 |  |  |  | Expired 2021 |  | FALSE
(ARCHIVED 2025) Steel beam / W250x33 (W10x22) / American Institute of Steel Construction | (ARCHIVED 2025) Steel beam | American Institute of Steel Construction | Hot-rolled strucutural steel | W250x33 (W10x22) |  |  |  | USA |  | 1.16 | kg | 37.932 | linear m | 4786979051.102.1 | UL Env. | 2021 | 7800 | kg/m3 | 32.7 | kg/m | [5 empty] | 0 | [12 empty] | 194 |  |  |  | Expired 2021 |  | FALSE
(ARCHIVED 2025) Steel beam / W250x39 (W10x26) / American Institute of Steel Construction | (ARCHIVED 2025) Steel beam | American Institute of Steel Construction | Hot-rolled strucutural steel | W250x39 (W10x26) |  |  |  | USA |  | 1.16 | kg | 44.66 | linear m | 4786979051.102.1 | UL Env. | 2021 | 7800 | kg/m3 | 38.5 | kg/m | [5 empty] | 0 | [12 empty] | 195 |  |  |  | Expired 2021 |  | FALSE
(ARCHIVED 2025) Steel beam / W310x33 (W12x22) / American Institute of Steel Construction | (ARCHIVED 2025) Steel beam | American Institute of Steel Construction | Hot-rolled strucutural steel | W310x33 (W12x22) |  |  |  | USA |  | 1.16 | kg | 37.932 | linear m | 4786979051.102.1 | UL Env. | 2021 | 7800 | kg/m3 | 32.7 | kg/m | [5 empty] | 0 | [12 empty] | 196 |  |  |  | Expired 2021 |  | FALSE
(ARCHIVED 2025) Steel beam / W310x39 (W12x26) / American Institute of Steel Construction | (ARCHIVED 2025) Steel beam | American Institute of Steel Construction | Hot-rolled strucutural steel | W310x39 (W12x26) |  |  |  | USA |  | 1.16 | kg | 44.66 | linear m | 4786979051.102.1 | UL Env. | 2021 | 7800 | kg/m3 | 38.5 | kg/m | [5 empty] | 0 | [12 empty] | 197 |  |  |  | Expired 2021 |  | FALSE
Steel beam / W150x22 (W6x15) / American Institute of Steel Construction | Steel beam | American Institute of Steel Construction |  | W150x22 (W6x15) |  |  | Hot-rolled strucutural steel | US | 2024-02-06 | 1.22 | kg | 27.45 | linear m | 4789556099.102.1 | UL Environment | 2026 | 7800 | kg/m3 | 22.5 | kg/m | [5 empty] | 0 | [12 empty] | A106 | [5 empty] | FALSE
Steel beam / W200x22 (W8x15) / American Institute of Steel Construction | Steel beam | American Institute of Steel Construction |  | W200x22 (W8x15) |  |  | Hot-rolled strucutural steel | US | 2024-02-06 | 1.22 | kg | 27.45 | linear m | 4789556099.102.1 | UL Environment | 2026 | 7800 | kg/m3 | 22.5 | kg/m | [5 empty] | 0 | [12 empty] | A107 | [5 empty] | FALSE
Steel beam / W200x27 (W8x18) / American Institute of Steel Construction | Steel beam | American Institute of Steel Construction |  | W200x27 (W8x18) |  |  | Hot-rolled strucutural steel | US | 2024-02-06 | 1.22 | kg | 32.452 | linear m | 4789556099.102.1 | UL Environment | 2026 | 7800 | kg/m3 | 26.6 | kg/m | [5 empty] | 0 | [12 empty] | A108 | [5 empty] | FALSE
Steel beam / W200x31 (W8x21) / American Institute of Steel Construction | Steel beam | American Institute of Steel Construction |  | W200x31 (W8x21) |  |  | Hot-rolled strucutural steel | US | 2024-02-06 | 1.22 | kg | 38.186 | linear m | 4789556099.102.1 | UL Environment | 2026 | 7800 | kg/m3 | 31.3 | kg/m | [5 empty] | 0 | [12 empty] | A109 | [5 empty] | FALSE
Steel beam / W250x25 (W10x17) / American Institute of Steel Construction | Steel beam | American Institute of Steel Construction |  | W250x25 (W10x17) |  |  | Hot-rolled strucutural steel | US | 2024-02-06 | 1.22 | kg | 30.866 | linear m | 4789556099.102.1 | UL Environment | 2026 | 7800 | kg/m3 | 25.3 | kg/m | [5 empty] | 0 | [12 empty] | A110 | [5 empty] | FALSE
Steel beam / W250x33 (W10x22) / American Institute of Steel Construction | Steel beam | American Institute of Steel Construction |  | W250x33 (W10x22) |  |  | Hot-rolled strucutural steel | US | 2024-02-06 | 1.22 | kg | 39.894 | linear m | 4789556099.102.1 | UL Environment | 2026 | 7800 | kg/m3 | 32.7 | kg/m | [5 empty] | 0 | [12 empty] | A111 | [5 empty] | FALSE
Steel beam / W250x39 (W10x26) / American Institute of Steel Construction | Steel beam | American Institute of Steel Construction |  | W250x39 (W10x26) |  |  | Hot-rolled strucutural steel | US | 2024-02-06 | 1.22 | kg | 46.97 | linear m | 4789556099.102.1 | UL Environment | 2026 | 7800 | kg/m3 | 38.5 | kg/m | [5 empty] | 0 | [12 empty] | A112 | [5 empty] | FALSE
Steel beam / W310x33 (W12x22) / American Institute of Steel Construction | Steel beam | American Institute of Steel Construction |  | W310x33 (W12x22) |  |  | Hot-rolled strucutural steel | US | 2024-02-06 | 1.22 | kg | 39.894 | linear m | 4789556099.102.1 | UL Environment | 2026 | 7800 | kg/m3 | 32.7 | kg/m | [5 empty] | 0 | [12 empty] | A113 | [5 empty] | FALSE
Steel beam / W310x39 (W12x26) / American Institute of Steel Construction | Steel beam | American Institute of Steel Construction |  | W310x39 (W12x26) |  |  | Hot-rolled strucutural steel | US | 2024-02-06 | 1.22 | kg | 46.97 | linear m | 4789556099.102.1 | UL Environment | 2026 | 7800 | kg/m3 | 38.5 | kg/m | [5 empty] | 0 | [12 empty] | A114 | [5 empty] | FALSE
(ARCHIVED 2025) Steel joist, open web / Steel Joist Institute / / 12" 12K3 joist | (ARCHIVED 2025) Steel joist, open web | Steel Joist Institute |  | 12" 12K3 joist |  |  |  | USA & CAN |  | 1.38 | kg | 11.7038 | linear m | 4786052959.101.1 | UL Env. | 2020 | 7800 | kg/m3 | 8.481 | kg/m | [5 empty] | 0 | [12 empty] | 198 |  |  |  | Expired 2020 |  | FALSE
Steel joist, open web / Steel Joist Institute / Includes: Canam Steel, New Millenium Building Systems, Vulcraft/Nucor / 12" 12K3 joist | Steel joist, open web | Steel Joist Institute | Includes: Canam Steel, New Millenium Building Systems, Vulcraft/Nucor | 12" 12K3 joist |  |  | Includes: Canam Steel, New Millenium Building Systems, Vulcraft/Nucor | US | 2024-02-06 | 1.43 | kg | 12.1278 | linear m | 4789985166.101.1 | UL Environment | 2027 | 7800 | kg/m3 | 8.481 | kg/m | [5 empty] | 0 | [12 empty] | A115 | [5 empty] | FALSE
Steel post / Generic / / 3.5 x 0.216" (89 x 5.5 mm), Sched 40 STD | Steel post | Generic |  | 3.5 x 0.216" (89 x 5.5 mm), Sched 40 STD | [5 empty] | 2.48 | kg | 30.4643 | m of pier length | 11345278.101.2 | UL Env. | 2021 | 7800 | kg/m3 | 12.284 | kg/m | [5 empty] | 0 | [12 empty] | 199 |  |  |  | Expired 2021 |  | FALSE
Steel studs - Load bearing / ClarkDietrich / / 600-S-137-54, 16 gauge | Steel studs - Load bearing | ClarkDietrich |  | 600-S-137-54, 16 gauge |  |  |  | US | 2023-02-26 | 2.38 | kg | 6.1975 | m of "2x6" stud | 4789752901.101.1 | UL Environment | 2026 | 7850 | kg/m3 | 2.604 | kg/m | [5 empty] | 0 | [12 empty] | 200 | [5 empty] | FALSE
(ARCHIVED 2023) Steel studs - Load bearing / ClarkDietrich / / 600-S-137-54, 16 gauge | (ARCHIVED 2023) Steel studs - Load bearing | ClarkDietrich |  | 600-S-137-54, 16 gauge |  |  |  | USA |  | 2.39 | kg | 6.214 | m at 6" | EPD10057 | NSF | 2020 | 7850 | kg/m3 | 2.6 | kg/m | [5 empty] | 0 | [10 empty] | 3.692 |  | 200_Archived |  |  |  | Expired 2020 |  | FALSE
Steel studs - Load bearing / MarinoWARE / Structural stud and track / 600-S-137-54, 16 gauge, "2x6" | Steel studs - Load bearing | MarinoWARE | Structural stud and track | 600-S-137-54, 16 gauge, "2x6" |  |  |  | US |  | 2.48 | kg | 6.4579 | m of "2x6" stud | 4789995390.101.1 | UL | 2026 | 7800 | kg/m3 | 2.604 | kg/m | [5 empty] | 0 | [12 empty] | 201 | [5 empty] | FALSE
(ARCHIVED 2023) Steel studs - Load bearing / MarinoWARE / Structural stud and track / 600-S-137-54, 16 gauge | (ARCHIVED 2023) Steel studs - Load bearing | MarinoWARE | Structural stud and track | 600-S-137-54, 16 gauge |  |  |  | USA |  | 2.41 | kg | 6.266 | m at 6" | 4786795523.101.1 | UL Env. | 2021 | 7800 | kg/m3 | 2.6 | kg/m | [5 empty] | 0 | [10 empty] | 3.692 |  | 201_Archived |  |  |  | Expired 2021 |  | FALSE
(ARCHIVED 2025) Steel studs - Load bearing / MBA Building Supplies / / 600-S-137-54, 16 gauge | (ARCHIVED 2025) Steel studs - Load bearing | MBA Building Supplies |  | 600-S-137-54, 16 gauge |  |  |  | USA |  | 2.01 | kg | 5.226 | m at 6" | SCS-EPD-04104 | SCS Global | 2021 | 7850 | kg/m3 | 2.6 | kg/m | [5 empty] | 0 | [10 empty] | 3.692 |  | 202 |  |  |  | Expired 2021 |  | FALSE
Steel studs - Load bearing / Scafco / / 600-S-137-54, 16 gauge | Steel studs - Load bearing | Scafco |  | 600-S-137-54, 16 gauge |  |  |  | USA |  | 3.29 | kg | 8.554 | m at 6" | SCS-EPD05753 | SCS Global | 2024 | 7850 | kg/m3 | 2.6 | kg/m | [5 empty] | 0 | [10 empty] | 3.692 |  | 203 |  |  |  | Expired 2024 |  | FALSE
(ARCHIVED 2025) Steel studs - Load bearing / Steel Recycling Institute / / 600-S-137-54, 16 gauge | (ARCHIVED 2025) Steel studs - Load bearing | Steel Recycling Institute |  | 600-S-137-54, 16 gauge |  |  |  | USA & CAN |  | 2.28 | kg | 5.928 | m at 6" | SCS-EPD-03839 | SCS Global | 2021 | 7800 | kg/m3 | 2.6 | kg/m | [5 empty] | 0 | [10 empty] | 3.692 |  | 204 |  |  |  | Expired 2021 |  | FALSE
Steel studs - Non-loadbearing / ClarkDietrich / / 362-S-125-18, 20EQ gauge, "2x4" | Steel studs - Non-loadbearing | ClarkDietrich |  | 362-S-125-18, 20EQ gauge, "2x4" |  |  |  | US | 2023-02-26 | 2.38 | kg | 1.4979 | m of "2x6" stud | 4789752901.101.1 | UL Environment | 2026 | 7850 | kg/m3 | 0.62938 | kg/m | [5 empty] | 0 | [7 empty] | 72' = 21.95m | 21.95m/5.946m2 | 9 studs/8x8 section |  |  | 205 | [5 empty] | FALSE
(ARCHIVED 2023) Steel studs - Non-loadbearing / ClarkDietrich / / 362-S-125-18, 20EQ gauge | (ARCHIVED 2023) Steel studs - Non-loadbearing | ClarkDietrich |  | 362-S-125-18, 20EQ gauge |  |  |  | USA |  | 2.39 | kg | 1.5042 | m at 4" | EPD10056 | NSF | 2020 | 7850 | kg/m3 | 0.62938 | kg/m | [5 empty] | 0 | [7 empty] | 9 studs/8x8 section | 72' = 21.95m | 21.95m/5.946m2 | 3.692 |  | 205_Archived |  |  |  | Expired 2020 |  | FALSE
Steel studs - Non-loadbearing / MarinoWARE / Viper Stud Viper 20 / 362-S-125-18, 20EQ gauge, "2x4" | Steel studs - Non-loadbearing | MarinoWARE | Viper Stud Viper 20 | 362-S-125-18, 20EQ gauge, "2x4" |  |  |  | US |  | 2.48 | kg | 1.5609 | m of "2x4" stud | 4789995390.101.1 | UL | 2026 | 7850 | kg/m3 | 0.62938 | kg/m | [5 empty] | 0 | [12 empty] | 206 | [5 empty] | FALSE
(ARCHIVED 2023) Steel studs - Non-loadbearing / MarinoWARE / Viper Stud Viper 20 / 362-S-125-18, 20EQ gauge | (ARCHIVED 2023) Steel studs - Non-loadbearing | MarinoWARE | Viper Stud Viper 20 | 362-S-125-18, 20EQ gauge | [5 empty] | 2.41 | kg | 1.5168 | m at 4" | 4786795523.101.0 | UL Env. | 2021 | 7850 | kg/m3 | 0.62938 | kg/m | [5 empty] | 0 | [10 empty] | 3.692 |  | 206_Archived |  |  |  | Expired 2021 |  | FALSE
(ARCHIVED 2025) Steel studs - Non-loadbearing / MBA Building Supplies / / 362-S-125-18, 20EQ gauge, ProSTUD, ProTRAK | (ARCHIVED 2025) Steel studs - Non-loadbearing | MBA Building Supplies |  | 362-S-125-18, 20EQ gauge, ProSTUD, ProTRAK |  |  |  | USA |  | 2.01 | kg | 1.2651 | m at 4" | SCS-EPD-04103 | SCS Global | 2021 | 7850 | kg/m3 | 0.62938 | kg/m | [5 empty] | 0 | [10 empty] | 3.692 |  | 207 |  |  |  | Expired 2021 |  | FALSE
(ARCHIVED 2026) Steel studs - Non-loadbearing / Scafco / / 362VS125-18, 20EQ gauge | (ARCHIVED 2026) Steel studs - Non-loadbearing | Scafco |  | 362VS125-18, 20EQ gauge |  |  |  | USA |  | 3.29 | kg | 2.0707 | m at 4" | SCS-EPD05752 | SCS Global | 2024 | 7850 | kg/m3 | 0.62938 | kg/m | [5 empty] | 0 | [10 empty] | 3.692 |  | 208 |  |  |  | Expired 2024 |  | FALSE
(ARCHIVED 2025) Steel studs - Non-loadbearing / Steel Recycling Institute / / 362-S-125-18, 20EQ gauge | (ARCHIVED 2025) Steel studs - Non-loadbearing | Steel Recycling Institute |  | 362-S-125-18, 20EQ gauge |  |  |  | USA & CAN |  | 2.28 | kg | 1.435 | m at 4" | SCS-EPD-03838 | SCS Global | 2021 | 7800 | kg/m3 | 0.62938 | kg/m | [5 empty] | 0 | [10 empty] | 3.692 |  | 209 |  |  |  | Expired 2021 |  | FALSE
(ARCHIVED 2025) Straw Bale / / Wheat & rye straw / R 3.3/inch | (ARCHIVED 2025) Straw Bale |  | Wheat & rye straw | R 3.3/inch |  |  |  | EU |  | 7.79 | m3 | 0.34276 | m2 RSI 1 | EPD-FASBA-2014-1-ECOINVENT | Construction EPD GmbH | 2019 | 100 | kg/m3 | 4.4 | kg/m2-RSI1 | 3.2779 | 0.044 | W/mK | 0.9991 | 0.47 | 6.8183 | m2 RSI 1 | [11 empty] | 210 |  |  |  | Expired 2019 |  | FALSE
(ARCHIVED 2025) Straw Panels / EcoCocon / / R 2.9/inch | (ARCHIVED 2025) Straw Panels | EcoCocon |  | R 2.9/inch |  |  | Wood biogenic carbon storage set to zero | EU |  | 8.88 | m2 | 1.0965 | m2 RSI 1 | VTT-CRM-158424-18 | VTT Technical Research Centre | 2023 | 63.2 | kg/m2 | 5 | kg/m2-RSI1 | 2.92 | 0.049393 | W/mK | 0.9926 | 0.47 | 7.722 | m2 RSI 1 |  |  |  | 8.5607 | [7 empty] | 211 |  |  |  | Expired 2023 |  | FALSE
Acrylic Stucco Textured Finish / Sto / Stolit 1.0, Stolit 1.5, Stolit Freeform / | Acrylic Stucco Textured Finish | Sto | Stolit 1.0, Stolit 1.5, Stolit Freeform |  |  |  | Single application lifetime 10 years | USA |  | 35 | m2 | 35 | m2 | 01-001 | Epsen | 2024 | [9 empty] | 0 | [12 empty] | 212 |  |  |  | Expired 2024 |  | FALSE
(ARCHIVED 2025) TPO Roofing Membrane / Carlisle / / 60 mils | (ARCHIVED 2025) TPO Roofing Membrane | Carlisle |  | 60 mils |  |  |  | USA |  | 4.42 | m2 | 4.42 | m2 | 4787408569.102.1 | UL Env. | 2021 | 1.42 | kg/m2 | [7 empty] | 0 | [12 empty] | 213 |  |  |  | Expired 2021 |  | FALSE
TPO Roofing Membrane / Carlisle / Sure-Weld / 60 mils | TPO Roofing Membrane | Carlisle | Sure-Weld | 60 mils |  |  |  | US | 2024-02-06 | 3.77 | m² | 3.77 | m² | ASTM-EPD425 | ASTM International | 2028 | 1.62 | kg/m2 | [7 empty] | 0 | [12 empty] | A116 | [5 empty] | FALSE
TPO roofing membrane / Single Ply Roofing Industry / / 45 mils | TPO roofing membrane | Single Ply Roofing Industry |  | 45 mils |  |  | Includes: Carlisle, Johns Manville, Holcim, IKO | US | 2024-02-10 | 5.8 | m2 | 5.8 | m2 | EPD 446 | ASTM International | 2028 | 1.15 | kg/m2 | [7 empty] | 0 | [12 empty] | A117 | [5 empty] | FALSE
TPO roofing membrane / Single Ply Roofing Industry / / 60 mils | TPO roofing membrane | Single Ply Roofing Industry |  | 60 mils |  |  | Includes: Carlisle, Johns Manville, Holcim, IKO | US | 2024-02-10 | 7.5 | m2 | 7.5 | m2 | EPD 446 | ASTM International | 2028 | 1.48 | kg/m2 | [7 empty] | 0 | [12 empty] | A118 | [5 empty] | FALSE
(ARCHIVED 2026) Vacuum Insulated Panel / Porextherm / Vacupor / R 30/inch | (ARCHIVED 2026) Vacuum Insulated Panel | Porextherm | Vacupor | R 30/inch |  |  |  | EU |  | 42.2 | m2 at 25 mm | 7.4272 | m2 RSI 1 | EPD-POR-20140214-IBC1-EN | IBU | 2019 | 181 | kg/m3 |  |  | 30 | 0.0044 | W/mK |  |  | 0 | [12 empty] | 214 |  |  |  | Expired 2019 |  | FALSE
(ARCHIVED 2026) Vinyl flooring / Altro / Altro Lavencia Click / | (ARCHIVED 2026) Vinyl flooring | Altro | Altro Lavencia Click |  |  |  |  | USA & CAN |  | 14.2 | m2 | 14.2 | m2 | SCS-EPD-05047 | SCS Global | 2024 | 9.72 | kg/m2 | [7 empty] | 0 | [7 empty] | 0.005 |  |  |  |  | 215 |  |  |  | Expired 2024 |  | FALSE
(ARCHIVED 2025) Vinyl flooring / Altro / Altro Lavencia Plus / | (ARCHIVED 2025) Vinyl flooring | Altro | Altro Lavencia Plus |  |  |  |  | USA & CAN |  | 9.6 | m2 | 9.6 | m2 | SCS-EPD-05046 | SCS Global | 2023 | 5.64 | kg/m2 | [7 empty] | 0 | [7 empty] | 0.003 |  |  |  |  | 216 |  |  |  | Expired 2023 |  | FALSE
Vinyl flooring / Altro / Altro Lavencia / 3.0 mm | Vinyl flooring | Altro | Altro Lavencia | 3.0 mm |  |  |  |  | 2024-03-07 | 10.938 | m² | 10.938 | m² | SCS-EPD-07131 | SCS Global | 2026-06-08 | 5103 | g/m2 | [7 empty] | 0 | [9 empty] | 0.003 |  |  | A119 | [5 empty] | FALSE
(ARCHIVED 2025) Vinyl flooring / Gerflor / Creation 70 CLIC / | (ARCHIVED 2025) Vinyl flooring | Gerflor | Creation 70 CLIC |  |  |  |  | USA |  | 6.24 | m2 | 6.24 | m2 | 4786877674.101.1 | UL Env. | 2021 | 9.895 | kg/m2 | [7 empty] | 0 | [7 empty] | 0.006 |  |  |  |  | 217 |  |  |  | Expired 2021 |  | FALSE
(ARCHIVED 2026) Vinyl flooring / Resilient Floor Covering Institute / Includes tile products from Armstrong, Congoleum, Tarkett / | (ARCHIVED 2026) Vinyl flooring | Resilient Floor Covering Institute | Includes tile products from Armstrong, Congoleum, Tarkett |  |  |  |  | USA & CAN |  | 4.96 | m2 | 4.96 | m2 | 4788753451.105.1 | UL Env. | 2024 | 6.5 | kg/m2 | [7 empty] | 0 | [7 empty] | 0.0028 |  |  |  |  | 218 |  |  |  | Expired 2024 |  | FALSE
Vinyl Siding / Vinyl Siding Institute / Double 4.5" products from: American Original, Associated Materials, CertainTeed, Novik, Ply Gem / 0.040" Double 4.5" | Vinyl Siding | Vinyl Siding Institute | Double 4.5" products from: American Original, Associated Materials, CertainTeed, Novik, Ply Gem | 0.040" Double 4.5" |  |  |  | US & CA |  | 4.71 | m2 | 4.71 | m² | EPD 325 | ASTM | 2027 | 1430 | kg/m3 | [7 empty] | 0 | [12 empty] | 219 | [5 empty] | FALSE
(ARCHIVED 2023) Vinyl Siding / Vinyl Siding Institute / 0.040" Double 4.5" | (ARCHIVED 2023) Vinyl Siding | Vinyl Siding Institute | Double 4.5" products from: American Original, Associated Materials, CertainTeed, Novik, Ply Gem | 0.040" Double 4.5" |  |  |  | USA & CAN |  | 49.98 | 9.29m2 | 5.38 | m2 | 4787108620.102.1 | UL Env. | 2021 | 1430 | kg/m3 | [7 empty] | 0 | [7 empty] | 0.001016 |  |  |  |  | 219_Archived |  |  |  | Expired 2021 |  | FALSE
(ARCHIVED 2025) Waterproofing membrane adhesive / GCP / Bituthene / | (ARCHIVED 2025) Waterproofing membrane adhesive | GCP | Bituthene | [6 empty] | 2.4 | m2 | 2.4 | m2 | EPD-073 | ASTM | 2022 | [9 empty] | 0 | [12 empty] | 220 |  |  |  | Expired 2022 |  | FALSE
(ARCHIVED 2025) Welded wire mesh / Serfas / / 6" x 6" x 6/6g / Norway | (ARCHIVED 2025) Welded wire mesh | Serfas |  | 6" x 6" x 6/6g |  |  |  | Norway |  | 0.8 | kg | 1.64 | m2 | NEPD-457-296-EN | Norwegian EPD Foundation | 2021 |  |  | 2.05 | kg/m2 | [5 empty] | 0 | [12 empty] | 221 |  |  |  | Expired 2021 |  | FALSE
Welded wire reinforcement / Insteel Industries / 6" x 6" x 6/6g / | Welded wire reinforcement | Insteel Industries | 6" x 6" x 6/6g |  |  |  |  | US | 2024-02-07 | 1.73 | kg | 3.5465 | m2 | EPD 585 | ASTM | 2028 | 42 | lb/100ft2 | 2.05 | kg/m2 | [5 empty] | 0 | [12 empty] | A120 | [5 empty] | FALSE
Welded wire reinforcement / Insteel Industries / 4" x 4" x 6/6g / | Welded wire reinforcement | Insteel Industries | 4" x 4" x 6/6g |  |  |  |  | US | 2024-02-07 | 1.73 | kg | 5.2419 | m2 | EPD 585 | ASTM | 2028 | 62 | lb/100ft2 | 3.03 | kg/m2 | [5 empty] | 0 | [12 empty] | A121 | [5 empty] | FALSE
Window - double pane / Fiberglass frame / / USA & CAN | Window - double pane |  |  | Fiberglass frame |  |  |  | USA & CAN |  |  |  | 114 | m2 | BfCA Study (Tally) | J. D. Racusin | [10 empty] | 0 | [12 empty] | 222 |  |  |  | BfCA Study (Tally) |  | FALSE
(ARCHIVED 2025) Window - double pane / Andersen / Fibrex / PVC & Wood composite / USA | (ARCHIVED 2025) Window - double pane | Andersen | Fibrex | PVC & Wood composite |  |  | Wood biogenic carbon storage set to zero | USA |  | 69.1 | m2 | 69.1 | m2 | 4786100242.101.1 | UL Env. | 2020 |  |  | 2.1736 | kg reclaimed wood/m2 |  |  |  | 1 | 0.5 | 0 | m2 | 1.84 | 1.0868 | [9 empty] | 223 |  |  |  | Expired 2020 |  | FALSE
Window - double pane / Vinyl frame / / USA & CAN | Window - double pane |  |  | Vinyl frame |  |  |  | USA & CAN |  |  |  | 86 | m2 | BfCA Study (Tally) | J. D. Racusin | [10 empty] | 0 | [12 empty] | 224 |  |  |  | BfCA Study (Tally) |  | FALSE
(ARCHIVED 2025) Window - double pane / Wood frame / / EU | (ARCHIVED 2025) Window - double pane |  |  | Wood frame |  |  | Wood biogenic carbon storage set to zero | EU |  | 109 | 1.82 m2 | 59.8901 | m2 | SP-00812 | EPD International AB | 2023 |  |  | 10.1099 | kg pine/m2 |  |  |  | 1 | 0.5 | 0 | m2 | 1.26 | 5.0549 | [9 empty] | 225 |  |  |  | Expired 2023 |  | FALSE
Window - double pane / Wood frame / / USA & CAN | Window - double pane |  |  | Wood frame |  |  | Wood biogenic carbon storage set to zero | USA & CAN |  |  |  | 72 | m2 | BfCA Study (Tally) | J. D. Racusin | [10 empty] | 16.4286 | m2 |  |  |  | 18.254 | 16.4286 | m2 of window | [5 empty] | 226 |  |  |  | BfCA Study (Tally) |  | FALSE
(ARCHIVED 2025) Window - double pane / Wood frame, aluminum cladding / / EU | (ARCHIVED 2025) Window - double pane |  |  | Wood frame, aluminum cladding |  |  | Wood biogenic carbon storage set to zero | EU |  | 97.4 | 1.82 m2 | 53.5165 | m2 | ECO EPD Ref.No. 81 | Norwegian EPD Foundation | 2019 |  |  | 3.2967 | kg pine/m2 |  |  |  | 1 | 0.5 | 0 | m2 | 1.26 | 1.6484 | [9 empty] | 227 |  |  |  | Expired 2019 |  | FALSE
Window - double pane / Wood frame, aluminum cladding / / USA & CAN | Window - double pane |  |  | Wood frame, aluminum cladding |  |  | Wood biogenic carbon storage set to zero | USA & CAN |  |  |  | 99 | m2 | BfCA Study (Tally) | J. D. Racusin | [10 empty] | 8.1405 | m2 |  |  |  | 9.045 | 8.1405 | m2 of window | [5 empty] | 228 |  |  |  | BfCA Study (Tally) |  | FALSE
Window - triple pane / Fiberglass frame / / USA & CAN | Window - triple pane |  |  | Fiberglass frame |  |  |  | USA & CAN |  |  |  | 127 | m2 | BfCA Study (Tally) | J. D. Racusin | [10 empty] | 0 | [12 empty] | 229 |  |  |  | BfCA Study (Tally) |  | FALSE
Window - triple pane / Vinyl frame / / USA & CAN | Window - triple pane |  |  | Vinyl frame |  |  |  | USA & CAN |  |  |  | 99 | m2 | BfCA Study (Tally) | J. D. Racusin | [10 empty] | 0 | [12 empty] | 230 |  |  |  | BfCA Study (Tally) |  | FALSE
(ARCHIVED 2025) Window - triple pane / Wood frame / / EU | (ARCHIVED 2025) Window - triple pane |  |  | Wood frame |  |  | Wood biogenic carbon storage set to zero | EU |  | 115.19 | 1.82 m2 | 63.2912 | m2 | ECO EPD Ref.No. 79 | Norwegian EPD Foundation | 2019 |  |  | 9.022 | kg pine/m2 |  |  |  | 1 | 0.5 | 0 | m2 | 1.26 | 4.511 | [9 empty] | 231 |  |  |  | Expired 2019 |  | FALSE
Window - triple pane / Wood frame / / USA & CAN | Window - triple pane |  |  | Wood frame |  |  | Wood biogenic carbon storage set to zero | USA & CAN |  |  |  | 85 | m2 | BfCA Study (Tally) | J. D. Racusin | [10 empty] | 16.4286 | m2 |  |  |  | 18.254 | 16.4286 | m2 of window | [5 empty] | 232 |  |  |  | BfCA Study (Tally) |  | FALSE
(ARCHIVED 2025) Window - triple pane / Wood frame, aluminum cladding / / EU | (ARCHIVED 2025) Window - triple pane |  |  | Wood frame, aluminum cladding |  |  | Wood biogenic carbon storage set to zero | EU |  | 134.62 | 1.82 m2 | 73.967 | m2 | ECO EPD Ref.No. 79 | Norwegian EPD Foundation | 2019 |  |  | 9.022 | kg pine/m2 |  |  |  | 1 | 0.5 | 0 | m2 | 1.26 | 4.511 | [9 empty] | 233 |  |  |  | Expired 2019 |  | FALSE
Window - triple pane / Wood frame, aluminum cladding / / USA & CAN | Window - triple pane |  |  | Wood frame, aluminum cladding |  |  | Wood biogenic carbon storage set to zero | USA & CAN |  |  |  | 112 | m2 | BfCA Study (Tally) | J. D. Racusin | [10 empty] | 8.1405 | m2 |  |  |  | 9.045 | 8.1405 | m2 of window | [5 empty] | 234 |  |  |  | BfCA Study (Tally) |  | FALSE
(ARCHIVED 2025) Wood chip cement ICF / Isospan / Okopur / NEEDS REVIEW | (ARCHIVED 2025) Wood chip cement ICF | Isospan | Okopur | NEEDS REVIEW |  |  | 79.5 kg/m2 of wood-chip block,213.4 kg/m2 of filling concrete | EU |  | -52.1 | m2 | 16.2801 | m2 | EPD-ISOSPAN-2017-1-ECOINVENT | Bau EPD GmbH | 2022 | 550 | kg/m3 | 75.35 | kg/m2 (17 kg/block * 5.382 blocks/m2) | R-27.5/block |  |  | 0.55 | 0.5 | 68.3801 | m2 | 1.84 | 20.7213 |  | 75.9779 |  |  | 0.365 | 1.25 | 0.25 |  |  | 235 |  |  |  | Expired 2022 |  | FALSE
Wood chip cement ICF / Nexcem, Faswall / / 12" R22 block | Wood chip cement ICF | Nexcem, Faswall |  | 12" R22 block |  |  |  | USA & CAN | 2021-03-19 | 93 | m3 | 76.1281 | m2 | LCA | Armtec Ltd |  | 550 | kg/m3 | 0.18568 | m3/m2 | R-22/block | 0.083 | W/(mK) | 0.7 | 0.524 | 52.974 | m2 | [6 empty] | 0.305 | 0.61 | 0.305 |  | 5.3749 | 236 |  |  |  | Indedpendent LCA |  | FALSE
Wood chip cement ICF / Nexcem, Faswall / / 14" R28 block | Wood chip cement ICF | Nexcem, Faswall |  | 14" R28 block |  |  |  | USA & CAN | 2021-03-19 | 93 | m3 | 84.1416 | m2 | LCA | Armtec Ltd |  | 550 | kg/m3 | 0.20522 | m3/m2 | R-28/block | 0.083 | W/(mK) | 0.7 | 0.524 | 58.5502 | m2 | [6 empty] | 0.305 | 0.61 | 0.36 |  | 5.3749 | 237 |  |  |  | Indedpendent LCA |  | FALSE
Wood fiber - loose fill / GUTEX / ThermoFiber / R 3.6/inch | Wood fiber - loose fill | GUTEX | ThermoFiber | R 3.6/inch |  |  | 35kg/m3 |  | 2023-02-26 | -1.1448 | kg | 0.59174 | m2•RSI | EPD-GTX-20190018-IBA1-EN | IBU | 2024 | 35 | kg/m3 | 1.4 | kg/m2•RSI | 3.6055 | 0.04 |  | 0.95 | 0.5 | 2.1945 | m2-RSI1 |  | 0.665 |  | 2.4383 | [7 empty] | 238 |  |  |  | Expired 2024 |  | FALSE
(ARCHIVED 2023) Wood fiber - loose fill / GUTEX / ThermoFiber / R 3.6/inch | (ARCHIVED 2023) Wood fiber - loose fill | GUTEX | ThermoFiber | R 3.6/inch |  |  |  | EU |  | -43.2 | m3 | 0.6032 | m2-RSI1 | EPD-GTX-20140222-IBC2-EN | IBU | 2020 | 32 | kg/m3 | 1.248 | kg/m2-RSI1 |  | 0.039 | W/(mK) | 1 | 0.5 | 2.0592 | m2-RSI1 |  | 0.624 |  | 2.288 | [7 empty] | 238_Archived |  |  |  | Expired 2020 |  | FALSE
(ARCHIVED 2025) Wood fiber batt / GUTEX / ThermoFlex / R 4/inch | (ARCHIVED 2025) Wood fiber batt | GUTEX | ThermoFlex | R 4/inch |  |  |  | EU |  | -67.5 | m3 | 0.375 | m2-RSI1 | EPD-GTX-20180071-IBA1-DE | IBU | 2023 | 50 | kg/m3 | 1.8 | kg/m2-RSI1 | 4 | 0.036 | W/(mK) | 0.85 | 0.5 | 2.5245 | m2-RSI1 |  | 0.765 |  | 2.805 | [7 empty] | 239 |  |  |  | Expired 2023 |  | FALSE
(ARCHIVED 2025) Wood fiber batt / Pavatex / Pavaflex / R 3.8/inch | (ARCHIVED 2025) Wood fiber batt | Pavatex | Pavaflex | R 3.8/inch |  |  |  | EU |  | 1.63 | m3 | 0.06194 | m2-RSI1 | EPD-PAV-20150043-IBA2-EN | IBU | 2019 | 55 | kg/m3 | 2.09 | kg/m2-RSI1 | 3.8 | 0.038 | W/(mK) | 0.825 | 0.5 | 2.845 | m2-RSI1 |  | 0.86212 |  | 3.1611 | [7 empty] | 240 |  |  |  | Expired 2019 |  | FALSE
(ARCHIVED 2025) Wood fiber batt / Steico / SteicoFlex / R 3.8/inch | (ARCHIVED 2025) Wood fiber batt | Steico | SteicoFlex | R 3.8/inch |  |  |  | EU |  | -70.16 | m3 | 0.43757 | m2-RSI1 | EPD-STE-20150327-IBD1-EN | IBU | 2021 | 50 | kg/m3 | 1.9 | kg/m2-RSI1 |  | 0.038 | W/(mK) | 0.891 | 0.5 | 2.7933 | m2-RSI1 |  | 0.84645 |  | 3.1036 | [7 empty] | 241 |  |  |  | Expired 2021 |  | FALSE
Wood fiber batt / Steico / SteicoFlex / R 3.8/inch | Wood fiber batt | Steico | SteicoFlex | R 3.8/inch |  |  |  |  | 2024-02-07 | -28.27 | m3 | 1.9959 | m2•RSI | EPD-STE-20150327-IBD1-EN | IBU | 2025 | 55 | kg/m3 | 2.0874 | kg/m2•RSI | 3.8 | 0.037953 |  | 0.891 | 0.5 | 3.0688 | m2•RSI |  | 0.92994 |  | 3.4098 |  | 0.84645 | [5 empty] | A122 | [5 empty] | FALSE
(ARCHIVED 2023) Wood fiber board / AWC/CWC / Includes: Georgia Pacific, Louisville, BPC, Temple-Inland, Blue Ridge, Int'l Bildrite / R 2.7/inch | (ARCHIVED 2023) Wood fiber board | AWC/CWC | Includes: Georgia Pacific, Louisville, BPC, Temple-Inland, Blue Ridge, Int'l Bildrite | R 2.7/inch |  |  |  | USA & CAN |  | 295.05 | m3 | 15.9979 | m2-RSI1 | 4787319688.101.1 | UL Env. | 2021 | 254 | kg/m3 | 13.7721 | kg/m2-RSI1 | 2.66 | 0.054221 | W/(mK) | 0.922 | 0.5 | 20.9515 | m2-RSI1 |  | 6.349 |  | 23.2795 | [7 empty] | 242 |  |  |  | Expired 2021 |  | FALSE
Wood fiber board / GUTEX / Multi-Therm / R 3.6/inch, 40-200 mm | Wood fiber board | GUTEX | Multi-Therm | R 3.6/inch, 40-200 mm |  |  |  |  | 2023-02-26 | -166.3234 | m3 | 2.1251 | m2•RSI | EPD-GTX-20200178-IBC1-EN | IBU | 2025 | 140 | kg/m3 | 5.6 | kg/m2•RSI | 3.6055 | 0.04 |  | 0.95 | 0.5 | 8.778 | m2-RSI1 |  | 2.66 |  | 9.7533 | [7 empty] | 243 |  |  |  | Expired 2025 |  | FALSE
(ARCHIVED 2023) Wood fiber board / GUTEX / Multi-Therm / R 3.6/inch, 40, 60, 80, 100, 120, 140, 160, 180, 200 mm | (ARCHIVED 2023) Wood fiber board | GUTEX | Multi-Therm | R 3.6/inch, 40, 60, 80, 100, 120, 140, 160, 180, 200 mm |  |  |  | EU |  | -132.7 | m3 | 3.4238 | m2-RSI1 | EPD-GTX-20140222-IBC2-EN | IBU | 2020 | 140 | kg/m3 | 5.6 | kg/m2-RSI1 | 3.6 | 0.04 | W/(mK) | 0.945 | 0.5 | 8.7318 | m2-RSI1 |  | 2.646 |  | 9.702 | [7 empty] | 243_Archived |  |  |  | Expired 2020 |  | FALSE
(ARCHIVED 2025) Wood fiber board / Pavatex / Pavatherm / R 3.4/inch | (ARCHIVED 2025) Wood fiber board | Pavatex | Pavatherm | R 3.4/inch |  |  |  | EU |  | -219.34 | m3 | 4.1721 | m2-RSI1 | EPD­PAV­2014197­CBG1­DE | IBU | 2019 | 180 | kg/m3 | 7.92 | kg/m2-RSI1 | 3.35 | 0.044 | W/(mK) | 0.952 | 0.5 | 12.4407 | m2-RSI1 |  | 3.7699 |  | 13.823 | [7 empty] | 244 |  |  |  | Expired 2019 |  | FALSE
Wood fiber board / Pavatex / Isolair, Isoroof, Isolair Multi / R 3.3-inch / 200 kg/m3, 30-80 mm | Wood fiber board | Pavatex | Isolair, Isoroof, Isolair Multi | R 3.3-inch / 200 kg/m3, 30-80 mm |  |  |  | EU | 2024-02-01 | -253 | m3 @ 200 kg/m3 | 4.2031 | m2•RSI | EPD-PAV-20190182-ABA4-EN | IBU | 2025 | 200 | kg/m3 |  |  | 3.2778 | 0.044 |  | 0.952 | 0.5 | 13.7098 | m2•RSI |  |  |  | 15.2331 | [7 empty] | A123 | [5 empty] | FALSE
Wood fiber board / Pavatex / Pavatherm / R 3.3-inch / 110 kg/m3 | Wood fiber board | Pavatex | Pavatherm | R 3.3-inch / 110 kg/m3 |  |  |  | EU | 2024-02-01 | -139.13 | m3 @ 110 kg/m3 | 43.56 | m2•RSI | EPD-PAV-20190182-ABA4-EN | IBU | 2025 | 110 | kg/m3 |  |  | 3.2778 | 0.044 |  | 0.952 | 0.5 | 7.7983 | m2•RSI |  |  |  | 8.6647 | [7 empty] | A124 | [5 empty] | FALSE
Wood fiber board / Pavatex / Pavawall GF, Pavawall Bloc, Pavawall GF XL / R 3.3-inch / 130 kg/m3 | Wood fiber board | Pavatex | Pavawall GF, Pavawall Bloc, Pavawall GF XL | R 3.3-inch / 130 kg/m3 |  |  |  | EU | 2024-02-01 | -164.4993 | m3 @ 200 kg/m3 | 2.7308 | m2•RSI | EPD-PAV-20190182-ABA4-EN | IBU | 2025 | 130 | kg/m3 |  |  | 3.2778 | 0.044 |  | 0.952 | 0.5 | 8.9145 | m2•RSI |  |  |  | 9.905 | [7 empty] | A125 | [5 empty] | FALSE
Wood fiber board / Pavatex / Pavawall Smart, Pavawall Light, Pavawall FW / R 3.3-inch / 115 kg/m3 | Wood fiber board | Pavatex | Pavawall Smart, Pavawall Light, Pavawall FW | R 3.3-inch / 115 kg/m3 |  |  |  | EU | 2024-02-01 | -145.48 | m3 @ 115 kg/m3 | 2.415 | m2•RSI | EPD-PAV-20190182-ABA4-EN | IBU | 2025 | 115 | kg/m3 |  |  | 3.2778 | 0.044 |  | 0.952 | 0.5 | 7.8832 | m2•RSI |  |  |  | 8.7591 | [7 empty] | A126 | [5 empty] | FALSE
(ARCHIVED 2025) Wood fiber board / Steico / Special Dry / R 3.6/inch, 40, 120, 140, 160, 180, 200 mm | (ARCHIVED 2025) Wood fiber board | Steico | Special Dry | R 3.6/inch, 40, 120, 140, 160, 180, 200 mm |  |  |  | EU |  | -196.44 | m3 | 1.8957 | m2-RSI1 | EPD-STE-20150327-IBD1-EN | IBU | 2021 | 140 | kg/m3 | 5.6 | kg/m2-RSI1 | 3.6 | 0.04 | W/(mK) | 0.95 | 0.5 | 8.778 | m2-RSI1 |  | 2.66 |  | 9.7533 | [7 empty] | 245 |  |  |  | Expired 2021 |  | FALSE
Wood fiber board / Steico / STEICOprotect M dry, STEICOroof dry, STEICOspecial dry, STEICOtop / R 3.6-inch, 140 kg/m3 | Wood fiber board | Steico | STEICOprotect M dry, STEICOroof dry, STEICOspecial dry, STEICOtop | R 3.6-inch, 140 kg/m3 |  |  |  | EU | 2024-02-07 | -81.57 | m3 | 6.5094 | m2•RSI | EPD-STE-20150327-IBD1-EN | IBU | 2025 | 140 | kg/m3 | 5.6086 | kg/m2•RSI | 3.6 | 0.040061 |  | 0.95 | 0.5 | 8.7995 | m2•RSI |  | 2.66 |  | 9.7772 |  | 2.66 | [5 empty] | A127 | [5 empty] | FALSE
Wood fiber board / Steico / STEICOprotect S dry, STEICOsafe 40, STEICOuniversal dry / R 3.6-inch, 210 kg/m3 | Wood fiber board | Steico | STEICOprotect S dry, STEICOsafe 40, STEICOuniversal dry | R 3.6-inch, 210 kg/m3 |  |  |  | EU | 2024-02-07 | -81.57 | m3 | 11.398 | m2•RSI | EPD-STE-20150327-IBD1-EN | IBU | 2025 | 210 | kg/m3 | 8.4129 | kg/m2•RSI | 3.6 | 0.040061 |  | 0.95 | 0.5 | 13.1992 | m2•RSI |  | 2.66 |  | 14.6658 |  | 2.66 | [5 empty] | A128 | [5 empty] | FALSE
Wood fiber board / Steico / STEICOtherm dry, STEICOprotect L dry, STEICOsafe / R 3.6-inch, 110 kg/m3 | Wood fiber board | Steico | STEICOtherm dry, STEICOprotect L dry, STEICOsafe | R 3.6-inch, 110 kg/m3 |  |  |  | EU | 2024-02-07 | -81.57 | m3 | 4.4143 | m2•RSI | EPD-STE-20150327-IBD1-EN | IBU | 2025 | 110 | kg/m3 | 4.4068 | kg/m2•RSI | 3.6 | 0.040061 |  | 0.95 | 0.5 | 6.9139 | m2•RSI |  | 2.66 |  | 7.6821 |  | 2.66 | [5 empty] | A129 | [5 empty] | FALSE
(ARCHIVED 2025) Wood framing - Softwood / Roseburg / / | (ARCHIVED 2025) Wood framing - Softwood | Roseburg |  |  |  |  | Wood biogenic carbon storage set to zero | USA |  | 44.7 | m3 | 44.7 | m3 | 4786969381.105.1 | UL Env. | 2023 | 456 | kg/m3 | [5 empty] | 1 | 0.5 | 0 | m3 | 0.825 | 228 |  |  |  | m3 | [5 empty] | 246 |  |  |  | Expired 2023 |  | FALSE
Wood framing & siding - Redwood / American Wood Council & Canadian Wood Council / / | Wood framing & siding - Redwood | American Wood Council & Canadian Wood Council |  |  |  |  | Wood biogenic carbon storage set to zero | USA |  | 37.97 | m3 | 0.96444 | m2 at 1" | 4788424634.107.1 | UL Env. | 2025 | 456 | kg/m3 | [5 empty] | 1 | 0.5 | 19.111 | m3 | 0.825 | 228 |  |  | 19.111 | m2 at 1" | [5 empty] | 247 |  |  |  | Expired 2025 |  | FALSE
(ARCHIVED 2026) Wood framing & siding - SPF / American Wood Council & Canadian Wood Council / / | (ARCHIVED 2026) Wood framing & siding - SPF | American Wood Council & Canadian Wood Council |  |  |  |  | Wood biogenic carbon storage set to zero | USA |  | 63.12 | m3 | 63.12 | m3 | 4788424634.102.1 | UL Env. | 2025 | 460 | kg/m3 | [5 empty] | 1 | 0.5 | 759 | m3 | 0.825 | 230 |  |  | 759 | m3 | [5 empty] | 248 |  |  |  | Expired 2025 |  | FALSE
Wood - SPF / Canadian Wood Council / British Columbia / | Wood - SPF | Canadian Wood Council | British Columbia | [6 empty] | 41.5 | m3 | 41.5 | m³ | EPD 845 | ASTM International | 2030-02-04 | 428 | kg/m3 | [7 empty] | 1422 |  |  | m3 |  | 1580 | 1422 | m3 | 1 | 1 | 1 | 1 |  | 248-1 | [5 empty] | FALSE
Wood - SPF / Canadian Wood Council / Alberta / | Wood - SPF | Canadian Wood Council | Alberta | [6 empty] | 57 | m3 | 57 | m³ | EPD 845 | ASTM International | 2030-02-04 | 428 | kg/m3 | [7 empty] | 1512 |  |  | m3 |  | 1680 | 1512 | m3 | 1 | 1 | 1 | 1 |  | 248-2 | [5 empty] | FALSE
Wood - SPF / Canadian Wood Council / Ontario / | Wood - SPF | Canadian Wood Council | Ontario | [6 empty] | 54.6 | m3 | 54.6 | m³ | EPD 845 | ASTM International | 2030-02-04 | 428 | kg/m3 | [7 empty] | 1782 |  |  | m3 |  | 1980 | 1782 | m3 | 1 | 1 | 1 | 1 |  | 248-3 | [5 empty] | FALSE
Wood - SPF / Canadian Wood Council / Quebec / | Wood - SPF | Canadian Wood Council | Quebec | [6 empty] | 24.8 | m3 | 24.8 | m³ | EPD 845 | ASTM International | 2030-02-04 | 428 | kg/m3 | [7 empty] | 1656 |  |  | m3 |  | 1840 | 1656 | m3 | 1 | 1 | 1 | 1 |  | 248-4 | [5 empty] | FALSE
Wood - SPF / Canadian Wood Council / New Brunswick / | Wood - SPF | Canadian Wood Council | New Brunswick | [6 empty] | 41.4 | m3 | 41.4 | m³ | EPD 845 | ASTM International | 2030-02-04 | 428 | kg/m3 | [7 empty] | 1746 |  |  | m3 |  | 1940 | 1746 | m3 | 1 | 1 | 1 | 1 |  | 248-5 | [5 empty] | FALSE
Wood - SPF / Canadian Wood Council / Atlantic Canada / | Wood - SPF | Canadian Wood Council | Atlantic Canada | [6 empty] | 37.1 | m3 | 37.1 | m³ | EPD 845 | ASTM International | 2030-02-04 | 428 | kg/m3 | [7 empty] | 1602 |  |  | m3 |  | 1780 | 1602 | m3 | 1 | 1 | 1 | 1 |  | 248-6 | [5 empty] | FALSE
(ARCHIVED 2026) Wood I joist / American Wood Council & Canadian Wood Council / / TJI 230/360 | (ARCHIVED 2026) Wood I joist | American Wood Council & Canadian Wood Council |  | TJI 230/360 |  |  | Wood biogenic carbon storage set to zero | USA & CAN |  | 1.97 | m at 11-7/8" | 1.054 | m at 11-7/8" | 4788424634.106.1 | UL Env. | 2025 | 4.34 | kg/m at 11-7/8" | [5 empty] | 0.975 | 0.5 | 6.982 | m | 0.825 | 2.1157 | kgC/m |  | 6.982 | m at 11-7/8" | [5 empty] | 249old |  |  |  | Expired 2025 |  | FALSE
Wood I joist / Canadian Wood Council / / TJI 230/360 | Wood I joist | Canadian Wood Council |  | TJI 230/360 |  |  | multiply by joists per m2 |  |  | 2.08 | m at 11 7/8" | 2.08 | m at avg depth | EPD 856 | ASTM International | 2030-02-04 | 4.66 | kg/m at avg depth | 1 | ratio to avg | [5 empty] | 7.938 |  |  |  |  | 8.82 | 7.938 | [6 empty] | 249 | [5 empty] | FALSE
(ARCHIVED 2025) Wood I joist / Roseburg / RFPI Joist / | (ARCHIVED 2025) Wood I joist | Roseburg | RFPI Joist |  |  |  | Wood biogenic carbon storage set to zero | USA |  | 1.82 | m | 1.82 | m at unit size | 4786969381.106.1 | UL Env. | 2023 | 3.9 | kg/m | [5 empty] | 0.9 | 0.5 | 0 | m at unit size | 0.825 | 1.755 | [9 empty] | 250 |  |  |  | Expired 2023 |  | FALSE
Wood I-joist / RedBuilt / Red I-45 / 11.875" depth, 1.75 x 1.5" LVL flanges | Wood I-joist | RedBuilt | Red I-45 | 11.875" depth, 1.75 x 1.5" LVL flanges |  |  |  | US | 2024-02-07 | 2.5664 | m | 2.5664 | m | SCS-EPD-07524 | SCS Global | 2026 |  |  | 3.28 | kg/m |  |  |  | 0.91 | 0.5 | 4.9249 | m |  | 1.4924 |  | 5.4771 | 4.9249 | m | [5 empty] | A130 | [5 empty] | FALSE
Wood I-joist / RedBuilt / Red I-45 / 14" depth, 1.75 x 1.5" LVL flanges | Wood I-joist | RedBuilt | Red I-45 | 14" depth, 1.75 x 1.5" LVL flanges |  |  |  | US | 2024-02-07 | 2.9 | m | 2.9 | m | SCS-EPD-07524 | SCS Global | 2026 |  |  | 3.72 | kg/m |  |  |  | 0.91 | 0.5 | 5.5856 | m |  | 1.6926 |  | 6.2118 | 5.5856 | m | [5 empty] | A131 | [5 empty] | FALSE
Wood I-joist / RedBuilt / Red I-45 / 16" depth, 1.75 x 1.5" LVL flanges | Wood I-joist | RedBuilt | Red I-45 | 16" depth, 1.75 x 1.5" LVL flanges |  |  |  | US | 2024-02-07 | 3.4769 | m | 3.4769 | m | SCS-EPD-07524 | SCS Global | 2026 |  |  | 4.46 | kg/m |  |  |  | 0.91 | 0.5 | 6.6967 | m |  | 2.0293 |  | 7.4475 | 6.6967 | m | [5 empty] | A132 | [5 empty] | FALSE
Wood I-joist / RedBuilt / Red I-65 / 11.875" depth, 2.5 x 1.5" LVL flanges | Wood I-joist | RedBuilt | Red I-65 | 11.875" depth, 2.5 x 1.5" LVL flanges |  |  |  | US | 2024-02-07 | 4.1707 | m | 4.1707 | m | SCS-EPD-07524 | SCS Global | 2026 |  |  | 5.35 | kg/m |  |  |  | 0.91 | 0.5 | 8.033 | m |  | 2.4343 |  | 8.9337 | 8.033 | m | [5 empty] | A133 | [5 empty] | FALSE
Wood I-joist / RedBuilt / Red I-65 / 14" depth, 2.5 x 1.5" LVL flanges | Wood I-joist | RedBuilt | Red I-65 | 14" depth, 2.5 x 1.5" LVL flanges |  |  |  | US | 2024-02-07 | 4.5293 | m | 4.5293 | m | SCS-EPD-07524 | SCS Global | 2026 |  |  | 5.81 | kg/m |  |  |  | 0.91 | 0.5 | 8.7237 | m |  | 2.6435 |  | 9.7018 | 8.7237 | m | [5 empty] | A134 | [5 empty] | FALSE
Wood I-joist / RedBuilt / Red I-65 / 16" depth, 2.5 x 1.5" LVL flanges | Wood I-joist | RedBuilt | Red I-65 | 16" depth, 2.5 x 1.5" LVL flanges |  |  |  | US | 2024-02-07 | 4.8801 | m | 4.8801 | m | SCS-EPD-07524 | SCS Global | 2026 |  |  | 6.26 | kg/m |  |  |  | 0.91 | 0.5 | 9.3994 | m |  | 2.8483 |  | 10.4533 | 9.3994 | m | [5 empty] | A135 | [5 empty] | FALSE
(ARCHIVED 2026) Wood floor truss - prefabricated / Quebec Wood Export Bureau / Common (Warren, 45 deg) web pattern / Top chord bearing, variable depth | (ARCHIVED 2026) Wood floor truss - prefabricated | Quebec Wood Export Bureau | Common (Warren, 45 deg) web pattern | Top chord bearing, variable depth |  |  | Wood biogenic carbon storage set to zero | USA |  | 181.6 | m3 | 2.0612 | linear m of truss | EPD 1725-6769 | CSA Group | 2022 | 417 | kg/m3 | 0.01135 | m3/linear m |  |  |  | 0.95 | 0.5 | 7.4189 | linear m of truss | 0.825 | 2.2482 |  |  | 7.4189 | linear m of truss | [5 empty] | 251old |  |  |  | Expired 2022 |  | FALSE
Wood floor truss - prefabricated / Canadian Wood Council / Common (Warren, 45 deg) web pattern / Top chord bearing, variable depth | Wood floor truss - prefabricated | Canadian Wood Council | Common (Warren, 45 deg) web pattern | Top chord bearing, variable depth | [5 empty] | 181.6 | m3 | 2.0612 | linear m of truss | EPD 854 | ASTM International | 2030-02-04 | 417 | kg/m3 | 0.01135 | m3/linear m |  |  |  | 0.95 | 0.5 | 7.4256 | linear m of truss |  | 2.2482 |  | 8.2507 | 7.4256 | 2.2482 | [5 empty] | 251 | [5 empty] | FALSE
(ARCHIVED 2026) Wood roof truss - prefabricated / Quebec Wood Export Bureau / Common (Double Howe) Gabrel Roof / 2x6 Chords, 2x4 Webs, 4:12 Pitch, 40 ft span, 20" overhang | (ARCHIVED 2026) Wood roof truss - prefabricated | Quebec Wood Export Bureau | Common (Double Howe) Gabrel Roof | 2x6 Chords, 2x4 Webs, 4:12 Pitch, 40 ft span, 20" overhang |  |  | Wood biogenic carbon storage set to zero | USA |  | 178 | m3 | 2.5276 | linear m of truss | EPD 3409-8229 | CSA Group | 2022 | 417 | kg/m3 | 0.0142 | m3/linear m |  |  |  | 0.95 | 0.5 | 9.2818 | linear m of truss |  | 2.8127 |  |  | 9.2818 | linear m of truss | [5 empty] | 252old |  |  |  | Expired 2022 |  | FALSE
Wood roof truss - prefabricated / Canadian Wood Council / Common (Double Howe) Gable Roof / 2x6 Chords, 2x4 Webs, 4:12 Pitch, 40 ft span, 20" overhang | Wood roof truss - prefabricated | Canadian Wood Council | Common (Double Howe) Gable Roof | 2x6 Chords, 2x4 Webs, 4:12 Pitch, 40 ft span, 20" overhang |  |  | multiply by trusses per m2 of projected roof area |  |  | 178 | m3 | 2.5276 | linear m of truss | EPD 854 | ASTM International | 2030-02-04 | 417 | kg/m3 | 0.0142 | m3/linear m |  |  |  | 0.95 | 0.5 | 9.2902 | linear m of truss |  |  |  | 10.3225 | 9.2902 | [6 empty] | 252 | [5 empty] | FALSE
(ARCHIVED 2025) Wood wool boards / Armstrong / Tectum / 2" (50.8 mm) | (ARCHIVED 2025) Wood wool boards | Armstrong | Tectum | 2" (50.8 mm) |  |  |  | USA |  | 1.054 | m2 | 1.054 | m2 | 4787863341.101.1 | UL Env. | 2022 | 17.087 | kg/m2 | [5 empty] | 0.5 | 0.5 | 3.1718 | m2 product | 0.825 | 4.2717 | [9 empty] | 253 |  |  |  | Expired 2022 |  | FALSE
Wool batt / Havelock Wool / / R 3.6/inch | Wool batt | Havelock Wool |  | R 3.6/inch |  |  |  | USA |  | 2.99 | m2 RSI 1 | 2.99 | m2 RSI 1 | HW-20200605-001 | Sustainable Minds | 2025 | 24 | kg/m3 | 0.936 | kg/m2 at RSI1 | 3.64 |  |  | 0.9785 | 0.505 | 1.5277 | m2 at RSI1 |  | 0.46252 | [9 empty] | 254 |  |  |  | Expired 2025 |  | FALSE
Wool loose fill / Havelock Wool / / R 4.4/inch | Wool loose fill | Havelock Wool |  | R 4.4/inch |  |  |  | USA |  | 2.99 | m2 RSI 1 | 2.99 | m2 RSI 1 | HW-20200605-002 | Sustainable Minds | 2026 | 18.1 | kg/m3 | 0.5973 | kg/m2 at RSI1 | 4.36 |  |  | 0.9785 | 0.505 | 0.97488 | m2 at RSI1 |  | 0.29515 | [9 empty] | 255 | [5 empty] | FALSE
(ARCHIVED 2023) XPS foam board / Dow Chemical Company / Styrofoam SM / R 5/inch | (ARCHIVED 2023) XPS foam board | Dow Chemical Company | Styrofoam SM | R 5/inch |  |  |  | USA & CAN |  | 62 | m2 RSI 1 | 61.63 | m2 RSI 1 | 4786548101.101.1 | UL Env. | 2019 |  |  |  |  | 5 |  |  |  |  | 0 | [12 empty] | 256 |  |  |  | A1-B1, Expired 2019 |  | FALSE
(ARCHIVED 2023) XPS foam board / Owens Corning / Foamular 250 / R 5/inch | (ARCHIVED 2023) XPS foam board | Owens Corning | Foamular 250 | R 5/inch |  |  |  | USA & CAN |  | 50.5 | m2 RSI 1 | 50.5 | m2 RSI 1 | 4788721182.101.1 | UL Env. | 2024 | 24.8 | kg/m3 |  |  | 5 |  |  |  |  | 0 | [12 empty] | 257 |  |  |  | A1-B1 |  | FALSE
XPS foam board / Owens Corning / Foamular NGX 250 / R 5/inch | XPS foam board | Owens Corning | Foamular NGX 250 | R 5/inch |  |  |  | USA & CAN |  | 8.12 | m2 RSI 1 | 8.12 | m2 RSI 1 | 4789639125.101.1 | UL Env. | 2026 | 24.8 | kg/m3 |  |  | 5 |  |  |  |  | 0 | [12 empty] | 258 |  |  |  | A1-B1 |  | FALSE
EPS FOAM ICF R-23, 2 Sheets of 2.75" @ R4/in., 15M rebar (6" CONCRETE CORE must be added separately) | from Composite Master Sheet | [10 empty] | 22.8392 | m2 | [12 empty] | 0 | m2 | [11 empty] | 259 | [5 empty] | FALSE
(ARCHIVED 2025) SIP PANEL - R23 6.5" - EPS 5.5" @ R4/in. core, 2 sheets 1/2" OSB | from Composite Master Sheet | [10 empty] | 20.7688 | m2 | [12 empty] | 22.4239 | m2 | [11 empty] | 260 | [5 empty] | FALSE
(ARCHIVED 2025) SIP PANEL - R30 8.25" - EPS 7.25" @ R4/in. core, 2 sheets 1/2" OSB | from Composite Master Sheet | [10 empty] | 25.4166 | m2 | [12 empty] | 22.4239 | m2 | [11 empty] | 261 | [5 empty] | FALSE
(ARCHIVED 2025) SIP PANEL - R38 10.5" - EPS 9.5" @ R4/in. core, 2 sheets 1/2" OSB | from Composite Master Sheet | [10 empty] | 31.3922 | m2 | [12 empty] | 22.4239 | m2 | [11 empty] | 262 | [5 empty] | FALSE
(ARCHIVED 2025) SIP PANEL - R48 12-7/8" - EPS 11.875" @ R4/in. core, 2 sheets 1/2" OSB | from Composite Master Sheet | [10 empty] | 37.6999 | m2 | [12 empty] | 22.4239 | m2 | [11 empty] | 263 | [5 empty] | FALSE
WOOD CHIP CEMENT ICF 12" R-22 with MINERAL WOOL INSERTS, (3 in. @ R4.2/in.), 15M REBAR | from Composite Master Sheet | [10 empty] | 95.6869 | m2 | [12 empty] | 47.6766 | m2 | [11 empty] | 264 |  |  |  | LCA in Composite |  | FALSE
WOOD CHIP CEMENT ICF 14" R-28 with MINERAL WOOL INSERTS (5 in. @ R4.2/in.), 15M REBAR | from Composite Master Sheet | [10 empty] | 113.7898 | m2 | [12 empty] | 52.6952 | m2 | [11 empty] | 265 |  |  |  | LCA in Composite |  | FALSE
WOOD CHIP CEMENT ICF 12" R-21 with CORK BOARD INSERTS (3 in. @ R4/in.), 15M REBAR | from Composite Master Sheet | [10 empty] | 87.5523 | m2 | [12 empty] | 66.3289 | m2 | [11 empty] | 266 |  |  |  | LCA in Composite |  | FALSE
WOOD CHIP CEMENT ICF 14" R-27 with CORK BOARD INSERTS (5 in. @ R4/in.), 15M REBAR | from Composite Master Sheet | [10 empty] | 100.2323 | m2 | [12 empty] | 83.7824 | m2 | [11 empty] | 267 |  |  |  | LCA in Composite |  | FALSE
TREATED WOOD FOUNDATION - 2x8 framing @ 16" OC, 3/4" plywood sheathing | from Composite Master Sheet | [5 empty] | Wood biogenic carbon storage set to zero |  |  |  |  | 8.5353 | m2 | [12 empty] | 142.7605 | m2 |  |  |  |  | 49.7146 | [6 empty] | 268 | [5 empty] | FALSE
WOOD FRAME with STRAW BALE INFILL - 14" R-46, Double 2x4 @ 30" o/c | from Composite Master Sheet | [5 empty] | Wood biogenic carbon storage set to zero |  |  |  |  | 2.0269 | m2 | [12 empty] | 48.39 | m2 | [11 empty] | 269 |  |  |  | LCA in Composite |  | FALSE
Concrete - 25 MPa, Quebec Baseline Average / ABQ / Can. Quebec Avg. / | Concrete - 25 MPa, Quebec Baseline Average | ABQ | Can. Quebec Avg. |  |  |  | Avg of Baseline with & without air | CA | 2023-02-26 | 293.15 | m3 | 293.15 | m3 | EPD 352 | ASTM | 2027 | 2305 | kg/m3 | [7 empty] | 0 | [12 empty] | 270 | 0-25 | 1 |  |  |  | FALSE | Quebec | Québec
Concrete - 25 MPa, 10% SL, GU / ABQ / Can. Quebec Avg. / | Concrete - 25 MPa, 10% SL, GU | ABQ | Can. Quebec Avg. |  |  |  | Avg of Mix with & without air | CA | 2023-02-26 | 280.57 | m3 | 280.57 | m3 | EPD 352 | ASTM | 2027 | 2305 | kg/m3 | [7 empty] | 0 | [12 empty] | 271 | 0-25 | 2 |  |  |  | FALSE | Quebec | Québec
Concrete - 25 MPa, 10% FA, GU / ABQ / Can. Quebec Avg. / | Concrete - 25 MPa, 10% FA, GU | ABQ | Can. Quebec Avg. |  |  |  | Avg of Mix with & without air | CA | 2023-02-26 | 276.22 | m3 | 276.22 | m3 | EPD 352 | ASTM | 2027 | 2305 | kg/m3 | [7 empty] | 0 | [12 empty] | 272 | 0-25 | 3 |  |  |  | FALSE | Quebec | Québec
Concrete - 25 MPa, 20% SL, GU / ABQ / Can. Quebec Avg. / | Concrete - 25 MPa, 20% SL, GU | ABQ | Can. Quebec Avg. |  |  |  | Avg of Mix with & without air | CA | 2023-02-26 | 258.8 | m3 | 258.8 | m3 | EPD 352 | ASTM | 2027 | 2305 | kg/m3 | [7 empty] | 0 | [12 empty] | 273 | 0-25 | 4 |  |  |  | FALSE | Quebec | Québec
Concrete - 25 MPa, 20% FA, GU / ABQ / Can. Quebec Avg. / | Concrete - 25 MPa, 20% FA, GU | ABQ | Can. Quebec Avg. |  |  |  | Avg of Mix with & without air | CA | 2023-02-26 | 250.12 | m3 | 250.12 | m3 | EPD 352 | ASTM | 2027 | 2305 | kg/m3 | [7 empty] | 0 | [12 empty] | 274 | 0-25 | 5 |  |  |  | FALSE | Quebec | Québec
Concrete - 25 MPa, 30% SL, GU / ABQ / Can. Quebec Avg. / | Concrete - 25 MPa, 30% SL, GU | ABQ | Can. Quebec Avg. |  |  |  | Avg of Mix with & without air | CA | 2023-02-26 | 237.5 | m3 | 237.5 | m3 | EPD 352 | ASTM | 2027 | 2305 | kg/m3 | [7 empty] | 0 | [12 empty] | 275 | 0-25 | 6 |  |  |  | FALSE | Quebec | Québec
Concrete - 25 MPa, 30% FA, GU / ABQ / Can. Quebec Avg. / | Concrete - 25 MPa, 30% FA, GU | ABQ | Can. Quebec Avg. |  |  |  | Avg of Mix with & without air | CA | 2023-02-26 | 224.48 | m3 | 224.48 | m3 | EPD 352 | ASTM | 2027 | 2305 | kg/m3 | [7 empty] | 0 | [12 empty] | 276 | 0-25 | 7 |  |  |  | FALSE | Quebec | Québec
Concrete - 30 MPa, Quebec Baseline Average / ABQ / Can. Quebec Avg. / | Concrete - 30 MPa, Quebec Baseline Average | ABQ | Can. Quebec Avg. |  |  |  | Avg of Baseline with & without air | CA | 2023-02-26 | 326.97 | m3 | 326.97 | m3 | EPD 352 | ASTM | 2027 | 2305 | kg/m3 | [7 empty] | 0 | [12 empty] | 277 | 26-30 | 1 |  |  |  | FALSE | Quebec | Québec
Concrete - 30 MPa, 10% SL, GU / ABQ / Can. Quebec Avg. / | Concrete - 30 MPa, 10% SL, GU | ABQ | Can. Quebec Avg. |  |  |  | Avg of Mix with & without air | CA | 2023-02-26 | 312.78 | m3 | 312.78 | m3 | EPD 352 | ASTM | 2027 | 2305 | kg/m3 | [7 empty] | 0 | [12 empty] | 278 | 26-30 | 2 |  |  |  | FALSE | Quebec | Québec
Concrete - 30 MPa, 10% FA, GU / ABQ / Can. Quebec Avg. / | Concrete - 30 MPa, 10% FA, GU | ABQ | Can. Quebec Avg. |  |  |  | Avg of Mix with & without air | CA | 2023-02-26 | 307.94 | m3 | 307.94 | m3 | EPD 352 | ASTM | 2027 | 2305 | kg/m3 | [7 empty] | 0 | [12 empty] | 279 | 26-30 | 3 |  |  |  | FALSE | Quebec | Québec
Concrete - 30 MPa, 20% SL, GU / ABQ / Can. Quebec Avg. / | Concrete - 30 MPa, 20% SL, GU | ABQ | Can. Quebec Avg. |  |  |  | Avg of Mix with & without air | CA | 2023-02-26 | 289.05 | m3 | 289.05 | m3 | EPD 352 | ASTM | 2027 | 2305 | kg/m3 | [7 empty] | 0 | [12 empty] | 280 | 26-30 | 4 |  |  |  | FALSE | Quebec | Québec
Concrete - 30 MPa, 20% FA, GU / ABQ / Can. Quebec Avg. / | Concrete - 30 MPa, 20% FA, GU | ABQ | Can. Quebec Avg. |  |  |  | Avg of Mix with & without air | CA | 2023-02-26 | 279.28 | m3 | 279.28 | m3 | EPD 352 | ASTM | 2027 | 2305 | kg/m3 | [7 empty] | 0 | [12 empty] | 281 | 26-30 | 5 |  |  |  | FALSE | Quebec | Québec
Concrete - 30 MPa, 30% SL, GU / ABQ / Can. Quebec Avg. / | Concrete - 30 MPa, 30% SL, GU | ABQ | Can. Quebec Avg. |  |  |  | Avg of Mix with & without air | CA | 2023-02-26 | 264.86 | m3 | 264.86 | m3 | EPD 352 | ASTM | 2027 | 2305 | kg/m3 | [7 empty] | 0 | [12 empty] | 282 | 26-30 | 6 |  |  |  | FALSE | Quebec | Québec
Concrete - 30 MPa, 30% FA, GU / ABQ / Can. Quebec Avg. / | Concrete - 30 MPa, 30% FA, GU | ABQ | Can. Quebec Avg. |  |  |  | Avg of Mix with & without air | CA | 2023-02-26 | 250.16 | m3 | 250.16 | m3 | EPD 352 | ASTM | 2027 | 2305 | kg/m3 | [7 empty] | 0 | [12 empty] | 283 | 26-30 | 7 |  |  |  | FALSE | Quebec | Québec
Concrete - 35 MPa, Quebec Baseline Average / ABQ / Can. Quebec Avg. / | Concrete - 35 MPa, Quebec Baseline Average | ABQ | Can. Quebec Avg. |  |  |  | Avg of Baseline with & without air | CA | 2023-02-26 | 369.32 | m3 | 369.32 | m3 | EPD 352 | ASTM | 2027 | 2305 | kg/m3 | [7 empty] | 0 | [12 empty] | 284 | 31-35 | 1 |  |  |  | FALSE | Quebec | Québec
Concrete - 35 MPa, 10% SL, GU / ABQ / Can. Quebec Avg. / | Concrete - 35 MPa, 10% SL, GU | ABQ | Can. Quebec Avg. |  |  |  | Avg of Mix with & without air | CA | 2023-02-26 | 353.75 | m3 | 353.75 | m3 | EPD 352 | ASTM | 2027 | 2305 | kg/m3 | [7 empty] | 0 | [12 empty] | 285 | 31-35 | 2 |  |  |  | FALSE | Quebec | Québec
Concrete - 35 MPa, 10% FA, GU / ABQ / Can. Quebec Avg. / | Concrete - 35 MPa, 10% FA, GU | ABQ | Can. Quebec Avg. |  |  |  | Avg of Mix with & without air | CA | 2023-02-26 | 348.16 | m3 | 348.16 | m3 | EPD 352 | ASTM | 2027 | 2305 | kg/m3 | [7 empty] | 0 | [12 empty] | 286 | 31-35 | 3 |  |  |  | FALSE | Quebec | Québec
Concrete - 35 MPa, 20% SL, GU / ABQ / Can. Quebec Avg. / | Concrete - 35 MPa, 20% SL, GU | ABQ | Can. Quebec Avg. |  |  |  | Avg of Mix with & without air | CA | 2023-02-26 | 326.4 | m3 | 326.4 | m3 | EPD 352 | ASTM | 2027 | 2305 | kg/m3 | [7 empty] | 0 | [12 empty] | 287 | 31-35 | 4 |  |  |  | FALSE | Quebec | Québec
Concrete - 35 MPa, 20% FA, GU / ABQ / Can. Quebec Avg. / | Concrete - 35 MPa, 20% FA, GU | ABQ | Can. Quebec Avg. |  |  |  | Avg of Mix with & without air | CA | 2023-02-26 | 315.15 | m3 | 315.15 | m3 | EPD 352 | ASTM | 2027 | 2305 | kg/m3 | [7 empty] | 0 | [12 empty] | 288 | 31-35 | 5 |  |  |  | FALSE | Quebec | Québec
Concrete - 35 MPa, 30% SL, GU / ABQ / Can. Quebec Avg. / | Concrete - 35 MPa, 30% SL, GU | ABQ | Can. Quebec Avg. |  |  |  | Avg of Mix with & without air | CA | 2023-02-26 | 298.49 | m3 | 298.49 | m3 | EPD 352 | ASTM | 2027 | 2305 | kg/m3 | [7 empty] | 0 | [12 empty] | 289 | 31-35 | 6 |  |  |  | FALSE | Quebec | Québec
Concrete - 35 MPa, 30% FA, GU / ABQ / Can. Quebec Avg. / | Concrete - 35 MPa, 30% FA, GU | ABQ | Can. Quebec Avg. |  |  |  | Avg of Mix with & without air | CA | 2023-02-26 | 281.66 | m3 | 281.66 | m3 | EPD 352 | ASTM | 2027 | 2305 | kg/m3 | [7 empty] | 0 | [12 empty] | 290 | 31-35 | 7 |  |  |  | FALSE | Quebec | Québec
Concrete - 25 MPa, GU / RMCAO / Can. Ontario Avg. / | Concrete - 25 MPa, GU | RMCAO | Can. Ontario Avg. |  |  |  | Mix without air | CA | 2023-02-26 | 273.67 | m3 | 273.67 | m3 | EPD 351 | ASTM | 2027 | 2305 | kg/m3 | [7 empty] | 0 | [12 empty] | 291 | 0-25 | 1 |  |  |  | FALSE | Ontario | Ontario
Concrete - 25 MPa, 15% SL, GU / RMCAO / Can. Ontario Avg. / | Concrete - 25 MPa, 15% SL, GU | RMCAO | Can. Ontario Avg. |  |  |  | Mix without air | CA | 2023-02-26 | 244.24 | m3 | 244.24 | m3 | EPD 351 | ASTM | 2027 | 2305 | kg/m3 | [7 empty] | 0 | [12 empty] | 292 | 0-25 | 2 |  |  |  | FALSE | Ontario | Ontario
Concrete - 25 MPa, 25% SL, GU / RMCAO / Can. Ontario Avg. / | Concrete - 25 MPa, 25% SL, GU | RMCAO | Can. Ontario Avg. |  |  |  | Mix without air | CA | 2023-02-26 | 224.62 | m3 | 224.62 | m3 | EPD 351 | ASTM | 2027 | 2305 | kg/m3 | [7 empty] | 0 | [12 empty] | 293 | 0-25 | 3 |  |  |  | FALSE | Ontario | Ontario
Concrete - 25 MPa, 35% SL, GU / RMCAO / Can. Ontario Avg. / | Concrete - 25 MPa, 35% SL, GU | RMCAO | Can. Ontario Avg. |  |  |  | Mix without air | CA | 2023-02-26 | 205.01 | m3 | 205.01 | m3 | EPD 351 | ASTM | 2027 | 2305 | kg/m3 | [7 empty] | 0 | [12 empty] | 294 | 0-25 | 4 |  |  |  | FALSE | Ontario | Ontario
Concrete - 25 MPa, 50% SL, GU / RMCAO / Can. Ontario Avg. / | Concrete - 25 MPa, 50% SL, GU | RMCAO | Can. Ontario Avg. |  |  |  | Mix without air | CA | 2023-02-26 | 175.58 | m3 | 175.58 | m3 | EPD 351 | ASTM | 2027 | 2305 | kg/m3 | [7 empty] | 0 | [12 empty] | 295 | 0-25 | 5 |  |  |  | FALSE | Ontario | Ontario
Concrete - 30 MPa, GU / RMCAO / Can. Ontario Avg. / | Concrete - 30 MPa, GU | RMCAO | Can. Ontario Avg. |  |  |  | Mix without air | CA | 2023-02-26 | 296.62 | m3 | 296.62 | m3 | EPD 351 | ASTM | 2027 | 2305 | kg/m3 | [7 empty] | 0 | [12 empty] | 296 | 26-30 | 1 |  |  |  | FALSE | Ontario | Ontario
Concrete - 30 MPa, 15% SL, GU / RMCAO / Can. Ontario Avg. / | Concrete - 30 MPa, 15% SL, GU | RMCAO | Can. Ontario Avg. |  |  |  | Mix without air | CA | 2023-02-26 | 264.38 | m3 | 264.38 | m3 | EPD 351 | ASTM | 2027 | 2305 | kg/m3 | [7 empty] | 0 | [12 empty] | 297 | 26-30 | 2 |  |  |  | FALSE | Ontario | Ontario
Concrete - 30 MPa, 25% SL, GU / RMCAO / Can. Ontario Avg. / | Concrete - 30 MPa, 25% SL, GU | RMCAO | Can. Ontario Avg. |  |  |  | Mix without air | CA | 2023-02-26 | 242.88 | m3 | 242.88 | m3 | EPD 351 | ASTM | 2027 | 2305 | kg/m3 | [7 empty] | 0 | [12 empty] | 298 | 26-30 | 3 |  |  |  | FALSE | Ontario | Ontario
Concrete - 30 MPa, 35% SL, GU / RMCAO / Can. Ontario Avg. / | Concrete - 30 MPa, 35% SL, GU | RMCAO | Can. Ontario Avg. |  |  |  | Mix without air | CA | 2023-02-26 | 221.39 | m3 | 221.39 | m3 | EPD 351 | ASTM | 2027 | 2305 | kg/m3 | [7 empty] | 0 | [12 empty] | 299 | 26-30 | 4 |  |  |  | FALSE | Ontario | Ontario
Concrete - 30 MPa, 50% SL, GU / RMCAO / Can. Ontario Avg. / | Concrete - 30 MPa, 50% SL, GU | RMCAO | Can. Ontario Avg. |  |  |  | Mix without air | CA | 2023-02-26 | 189.14 | m3 | 189.14 | m3 | EPD 351 | ASTM | 2027 | 2305 | kg/m3 | [7 empty] | 0 | [12 empty] | 300 | 26-30 | 5 |  |  |  | FALSE | Ontario | Ontario
Concrete - 35 MPa, GU / RMCAO / Can. Ontario Avg. / | Concrete - 35 MPa, GU | RMCAO | Can. Ontario Avg. |  |  |  | Avg of Mix with & without air | CA | 2023-02-26 | 354.3 | m3 | 354.3 | m3 | EPD 351 | ASTM | 2027 | 2305 | kg/m3 | [7 empty] | 0 | [12 empty] | 301 | 31-35 | 1 |  |  |  | FALSE | Ontario | Ontario
Concrete - 35 MPa, 15% SL, GU / RMCAO / Can. Ontario Avg. / | Concrete - 35 MPa, 15% SL, GU | RMCAO | Can. Ontario Avg. |  |  |  | Avg of Mix with & without air | CA | 2023-02-26 | 314.98 | m3 | 314.98 | m3 | EPD 351 | ASTM | 2027 | 2305 | kg/m3 | [7 empty] | 0 | [12 empty] | 302 | 31-35 | 2 |  |  |  | FALSE | Ontario | Ontario
Concrete - 35 MPa, 25% SL, GU / RMCAO / Can. Ontario Avg. / | Concrete - 35 MPa, 25% SL, GU | RMCAO | Can. Ontario Avg. |  |  |  | Avg of Mix with & without air | CA | 2023-02-26 | 288.76 | m3 | 288.76 | m3 | EPD 351 | ASTM | 2027 | 2305 | kg/m3 | [7 empty] | 0 | [12 empty] | 303 | 31-35 | 3 |  |  |  | FALSE | Ontario | Ontario
Concrete - 35 MPa, 35% SL, GU / RMCAO / Can. Ontario Avg. / | Concrete - 35 MPa, 35% SL, GU | RMCAO | Can. Ontario Avg. |  |  |  | Avg of Mix with & without air | CA | 2023-02-26 | 262.54 | m3 | 262.54 | m3 | EPD 351 | ASTM | 2027 | 2305 | kg/m3 | [7 empty] | 0 | [12 empty] | 304 | 31-35 | 4 |  |  |  | FALSE | Ontario | Ontario
Concrete - 35 MPa, 50% SL, GU / RMCAO / Can. Ontario Avg. / | Concrete - 35 MPa, 50% SL, GU | RMCAO | Can. Ontario Avg. |  |  |  | Avg of Mix with & without air | CA | 2023-02-26 | 223.22 | m3 | 223.22 | m3 | EPD 351 | ASTM | 2027 | 2305 | kg/m3 | [7 empty] | 0 | [12 empty] | 305 | 31-35 | 5 |  |  |  | FALSE | Ontario | Ontario
Concrete - 25 MPa, GU / SRMCA / Can. Sask Avg. / | Concrete - 25 MPa, GU | SRMCA | Can. Sask Avg. |  |  |  | Avg of Mix with & without air | CA | 2023-02-26 | 345.28 | m3 | 345.28 | m3 | EPD 350 | ASTM | 2027 | 2305 | kg/m3 | [7 empty] | 0 | [12 empty] | 306 | 0-25 | 1 |  |  |  | TRUE | Saskatchewan | Saskatchewan
Concrete - 25 MPa, 10% FA, GU / SRMCA / Can. Sask Avg. / | Concrete - 25 MPa, 10% FA, GU | SRMCA | Can. Sask Avg. |  |  |  | Avg of Mix with & without air | CA | 2023-02-26 | 318.05 | m3 | 318.05 | m3 | EPD 350 | ASTM | 2027 | 2305 | kg/m3 | [7 empty] | 0 | [12 empty] | 307 | 0-25 | 2 |  |  |  | TRUE | Saskatchewan | Saskatchewan
Concrete - 25 MPa, 20% FA, GU / SRMCA / Can. Sask Avg. / | Concrete - 25 MPa, 20% FA, GU | SRMCA | Can. Sask Avg. |  |  |  | Avg of Mix with & without air | CA | 2023-02-26 | 290.83 | m3 | 290.83 | m3 | EPD 350 | ASTM | 2027 | 2305 | kg/m3 | [7 empty] | 0 | [12 empty] | 308 | 0-25 | 3 |  |  |  | TRUE | Saskatchewan | Saskatchewan
Concrete - 25 MPa, 30% FA, GU / SRMCA / Can. Sask Avg. / | Concrete - 25 MPa, 30% FA, GU | SRMCA | Can. Sask Avg. |  |  |  | Avg of Mix with & without air | CA | 2023-02-26 | 263.61 | m3 | 263.61 | m3 | EPD 350 | ASTM | 2027 | 2305 | kg/m3 | [7 empty] | 0 | [12 empty] | 309 | 0-25 | 4 |  |  |  | TRUE | Saskatchewan | Saskatchewan
Concrete - 25 MPa, 40% FA, GU / SRMCA / Can. Sask Avg. / | Concrete - 25 MPa, 40% FA, GU | SRMCA | Can. Sask Avg. |  |  |  | Avg of Mix with & without air | CA | 2023-02-26 | 236.39 | m3 | 236.39 | m3 | EPD 350 | ASTM | 2027 | 2305 | kg/m3 | [7 empty] | 0 | [12 empty] | 310 | 0-25 | 5 |  |  |  | TRUE | Saskatchewan | Saskatchewan
Concrete - 30 MPa, GU / SRMCA / Can. Sask Avg. / | Concrete - 30 MPa, GU | SRMCA | Can. Sask Avg. |  |  |  | Avg of Mix with & without air | CA | 2023-02-26 | 376.92 | m3 | 376.92 | m3 | EPD 350 | ASTM | 2027 | 2305 | kg/m3 | [7 empty] | 0 | [12 empty] | 311 | 26-30 | 1 |  |  |  | TRUE | Saskatchewan | Saskatchewan
Concrete - 30 MPa, 10% FA, GU / SRMCA / Can. Sask Avg. / | Concrete - 30 MPa, 10% FA, GU | SRMCA | Can. Sask Avg. |  |  |  | Avg of Mix with & without air | CA | 2023-02-26 | 346.99 | m3 | 346.99 | m3 | EPD 350 | ASTM | 2027 | 2305 | kg/m3 | [7 empty] | 0 | [12 empty] | 312 | 26-30 | 2 |  |  |  | TRUE | Saskatchewan | Saskatchewan
Concrete - 30 MPa, 20% FA, GU / SRMCA / Can. Sask Avg. / | Concrete - 30 MPa, 20% FA, GU | SRMCA | Can. Sask Avg. |  |  |  | Avg of Mix with & without air | CA | 2023-02-26 | 316.58 | m3 | 316.58 | m3 | EPD 350 | ASTM | 2027 | 2305 | kg/m3 | [7 empty] | 0 | [12 empty] | 313 | 26-30 | 3 |  |  |  | TRUE | Saskatchewan | Saskatchewan
Concrete - 30 MPa, 30% FA, GU / SRMCA / Can. Sask Avg. / | Concrete - 30 MPa, 30% FA, GU | SRMCA | Can. Sask Avg. |  |  |  | Avg of Mix with & without air | CA | 2023-02-26 | 286.65 | m3 | 286.65 | m3 | EPD 350 | ASTM | 2027 | 2305 | kg/m3 | [7 empty] | 0 | [12 empty] | 314 | 26-30 | 4 |  |  |  | TRUE | Saskatchewan | Saskatchewan
Concrete - 30 MPa, 40% FA, GU / SRMCA / Can. Sask Avg. / | Concrete - 30 MPa, 40% FA, GU | SRMCA | Can. Sask Avg. |  |  |  | Avg of Mix with & without air | CA | 2023-02-26 | 256.24 | m3 | 256.24 | m3 | EPD 350 | ASTM | 2027 | 2305 | kg/m3 | [7 empty] | 0 | [12 empty] | 315 | 26-30 | 5 |  |  |  | TRUE | Saskatchewan | Saskatchewan
Concrete - 35 MPa, GU / SRMCA / Can. Sask Avg. / | Concrete - 35 MPa, GU | SRMCA | Can. Sask Avg. |  |  |  | Avg of Mix with & without air | CA | 2023-02-26 | 442.03 | m3 | 442.03 | m3 | EPD 350 | ASTM | 2027 | 2305 | kg/m3 | [7 empty] | 0 | [12 empty] | 316 | 31-35 | 1 |  |  |  | TRUE | Saskatchewan | Saskatchewan
Concrete - 35 MPa, 10% FA, GU / SRMCA / Can. Sask Avg. / | Concrete - 35 MPa, 10% FA, GU | SRMCA | Can. Sask Avg. |  |  |  | Avg of Mix with & without air | CA | 2023-02-26 | 406.22 | m3 | 406.22 | m3 | EPD 350 | ASTM | 2027 | 2305 | kg/m3 | [7 empty] | 0 | [12 empty] | 317 | 31-35 | 2 |  |  |  | TRUE | Saskatchewan | Saskatchewan
Concrete - 35 MPa, 20% FA, GU / SRMCA / Can. Sask Avg. / | Concrete - 35 MPa, 20% FA, GU | SRMCA | Can. Sask Avg. |  |  |  | Avg of Mix with & without air | CA | 2023-02-26 | 369.44 | m3 | 369.44 | m3 | EPD 350 | ASTM | 2027 | 2305 | kg/m3 | [7 empty] | 0 | [12 empty] | 318 | 31-35 | 3 |  |  |  | TRUE | Saskatchewan | Saskatchewan
Concrete - 35 MPa, 30% FA, GU / SRMCA / Can. Sask Avg. / | Concrete - 35 MPa, 30% FA, GU | SRMCA | Can. Sask Avg. |  |  |  | Avg of Mix with & without air | CA | 2023-02-26 | 333.63 | m3 | 333.63 | m3 | EPD 350 | ASTM | 2027 | 2305 | kg/m3 | [7 empty] | 0 | [12 empty] | 319 | 31-35 | 4 |  |  |  | TRUE | Saskatchewan | Saskatchewan
Concrete - 35 MPa, 40% FA, GU / SRMCA / Can. Sask Avg. / | Concrete - 35 MPa, 40% FA, GU | SRMCA | Can. Sask Avg. |  |  |  | Avg of Mix with & without air | CA | 2023-02-26 | 296.84 | m3 | 296.84 | m3 | EPD 350 | ASTM | 2027 | 2305 | kg/m3 | [7 empty] | 0 | [12 empty] | 320 | 31-35 | 5 |  |  |  | TRUE | Saskatchewan | Saskatchewan
Concrete - 25 MPa, GU / MRMCA / Can. Manitoba Avg. / | Concrete - 25 MPa, GU | MRMCA | Can. Manitoba Avg. |  |  |  | Avg of Mix with & without air | CA | 2023-02-26 | 270.73 | m3 | 270.73 | m3 | EPD 349 | ASTM | 2027 | 2305 | kg/m3 | [7 empty] | 0 | [12 empty] | 321 | 0-25 | 1 |  |  |  | FALSE | Manitoba | Manitoba
Concrete - 25 MPa, 10% FA, GU / MRMCA / Can. Manitoba Avg. / | Concrete - 25 MPa, 10% FA, GU | MRMCA | Can. Manitoba Avg. |  |  |  | Avg of Mix with & without air | CA | 2023-02-26 | 249.17 | m3 | 249.17 | m3 | EPD 349 | ASTM | 2027 | 2305 | kg/m3 | [7 empty] | 0 | [12 empty] | 322 | 0-25 | 2 |  |  |  | FALSE | Manitoba | Manitoba
Concrete - 25 MPa, 20% FA, GU / MRMCA / Can. Manitoba Avg. / | Concrete - 25 MPa, 20% FA, GU | MRMCA | Can. Manitoba Avg. |  |  |  | Avg of Mix with & without air | CA | 2023-02-26 | 226.64 | m3 | 226.64 | m3 | EPD 349 | ASTM | 2027 | 2305 | kg/m3 | [7 empty] | 0 | [12 empty] | 323 | 0-25 | 3 |  |  |  | FALSE | Manitoba | Manitoba
Concrete - 25 MPa, 30% FA, GU / MRMCA / Can. Manitoba Avg. / | Concrete - 25 MPa, 30% FA, GU | MRMCA | Can. Manitoba Avg. |  |  |  | Avg of Mix with & without air | CA | 2023-02-26 | 205.07 | m3 | 205.07 | m3 | EPD 349 | ASTM | 2027 | 2305 | kg/m3 | [7 empty] | 0 | [12 empty] | 324 | 0-25 | 4 |  |  |  | FALSE | Manitoba | Manitoba
Concrete - 25 MPa, 40% FA, GU / MRMCA / Can. Manitoba Avg. / | Concrete - 25 MPa, 40% FA, GU | MRMCA | Can. Manitoba Avg. |  |  |  | Avg of Mix with & without air | CA | 2023-02-26 | 182.54 | m3 | 182.54 | m3 | EPD 349 | ASTM | 2027 | 2305 | kg/m3 | [7 empty] | 0 | [12 empty] | 325 | 0-25 | 5 |  |  |  | FALSE | Manitoba | Manitoba
Concrete - 30 MPa, GU / MRMCA / Can. Manitoba Avg. / | Concrete - 30 MPa, GU | MRMCA | Can. Manitoba Avg. |  |  |  | Avg of Mix with & without air | CA | 2023-02-26 | 298.23 | m3 | 298.23 | m3 | EPD 349 | ASTM | 2027 | 2305 | kg/m3 | [7 empty] | 0 | [12 empty] | 326 | 26-30 | 1 |  |  |  | FALSE | Manitoba | Manitoba
Concrete - 30 MPa, 10% FA, GU / MRMCA / Can. Manitoba Avg. / | Concrete - 30 MPa, 10% FA, GU | MRMCA | Can. Manitoba Avg. |  |  |  | Avg of Mix with & without air | CA | 2023-02-26 | 273.77 | m3 | 273.77 | m3 | EPD 349 | ASTM | 2027 | 2305 | kg/m3 | [7 empty] | 0 | [12 empty] | 327 | 26-30 | 2 |  |  |  | FALSE | Manitoba | Manitoba
Concrete - 30 MPa, 20% FA, GU / MRMCA / Can. Manitoba Avg. / | Concrete - 30 MPa, 20% FA, GU | MRMCA | Can. Manitoba Avg. |  |  |  | Avg of Mix with & without air | CA | 2023-02-26 | 249.23 | m3 | 249.23 | m3 | EPD 349 | ASTM | 2027 | 2305 | kg/m3 | [7 empty] | 0 | [12 empty] | 328 | 26-30 | 3 |  |  |  | FALSE | Manitoba | Manitoba
Concrete - 30 MPa, 30% FA, GU / MRMCA / Can. Manitoba Avg. / | Concrete - 30 MPa, 30% FA, GU | MRMCA | Can. Manitoba Avg. |  |  |  | Avg of Mix with & without air | CA | 2023-02-26 | 224.77 | m3 | 224.77 | m3 | EPD 349 | ASTM | 2027 | 2305 | kg/m3 | [7 empty] | 0 | [12 empty] | 329 | 26-30 | 4 |  |  |  | FALSE | Manitoba | Manitoba
Concrete - 30 MPa, 40% FA, GU / MRMCA / Can. Manitoba Avg. / | Concrete - 30 MPa, 40% FA, GU | MRMCA | Can. Manitoba Avg. |  |  |  | Avg of Mix with & without air | CA | 2023-02-26 | 200.24 | m3 | 200.24 | m3 | EPD 349 | ASTM | 2027 | 2305 | kg/m3 | [7 empty] | 0 | [12 empty] | 330 | 26-30 | 5 |  |  |  | FALSE | Manitoba | Manitoba
Concrete - 35 MPa, GU / MRMCA / Can. Manitoba Avg. / | Concrete - 35 MPa, GU | MRMCA | Can. Manitoba Avg. |  |  |  | Avg of Mix with & without air | CA | 2023-02-26 | 339.35 | m3 | 339.35 | m3 | EPD 349 | ASTM | 2027 | 2305 | kg/m3 | [7 empty] | 0 | [12 empty] | 331 | 31-35 | 1 |  |  |  | FALSE | Manitoba | Manitoba
Concrete - 35 MPa, 10% FA, GU / MRMCA / Can. Manitoba Avg. / | Concrete - 35 MPa, 10% FA, GU | MRMCA | Can. Manitoba Avg. |  |  |  | Avg of Mix with & without air | CA | 2023-02-26 | 311.66 | m3 | 311.66 | m3 | EPD 349 | ASTM | 2027 | 2305 | kg/m3 | [7 empty] | 0 | [12 empty] | 332 | 31-35 | 2 |  |  |  | FALSE | Manitoba | Manitoba
Concrete - 35 MPa, 20% FA, GU / MRMCA / Can. Manitoba Avg. / | Concrete - 35 MPa, 20% FA, GU | MRMCA | Can. Manitoba Avg. |  |  |  | Avg of Mix with & without air | CA | 2023-02-26 | 283 | m3 | 283 | m3 | EPD 349 | ASTM | 2027 | 2305 | kg/m3 | [7 empty] | 0 | [12 empty] | 333 | 31-35 | 3 |  |  |  | FALSE | Manitoba | Manitoba
Concrete - 35 MPa, 30% FA, GU / MRMCA / Can. Manitoba Avg. / | Concrete - 35 MPa, 30% FA, GU | MRMCA | Can. Manitoba Avg. |  |  |  | Avg of Mix with & without air | CA | 2023-02-26 | 255.31 | m3 | 255.31 | m3 | EPD 349 | ASTM | 2027 | 2305 | kg/m3 | [7 empty] | 0 | [12 empty] | 334 | 31-35 | 4 |  |  |  | FALSE | Manitoba | Manitoba
Concrete - 35 MPa, 40% FA, GU / MRMCA / Can. Manitoba Avg. / | Concrete - 35 MPa, 40% FA, GU | MRMCA | Can. Manitoba Avg. |  |  |  | Avg of Mix with & without air | CA | 2023-02-26 | 226.66 | m3 | 226.66 | m3 | EPD 349 | ASTM | 2027 | 2305 | kg/m3 | [7 empty] | 0 | [12 empty] | 335 | 31-35 | 5 |  |  |  | FALSE | Manitoba | Manitoba
Concrete - 25 MPa, GU / BCRMCA / Can. BC Avg. / | Concrete - 25 MPa, GU | BCRMCA | Can. BC Avg. |  |  |  | Avg of Mix with & without air | CA | 2023-02-26 | 263.94 | m3 | 263.94 | m3 | EPD 348 | ASTM | 2027 | 2305 | kg/m3 | [7 empty] | 0 | [12 empty] | 336 | 0-25 | 1 |  |  |  | FALSE | British Columbia | Colombie-Britannique
Concrete - 25 MPa, 15% SCM, GU / BCRMCA / Can. BC Avg. / | Concrete - 25 MPa, 15% SCM, GU | BCRMCA | Can. BC Avg. |  |  |  | Avg of Mix with & without air | CA | 2023-02-26 | 234.65 | m3 | 234.65 | m3 | EPD 348 | ASTM | 2027 | 2305 | kg/m3 | [7 empty] | 0 | [12 empty] | 337 | 0-25 | 2 |  |  |  | FALSE | British Columbia | Colombie-Britannique
Concrete - 25 MPa, 25% SCM, GU / BCRMCA / Can. BC Avg. / | Concrete - 25 MPa, 25% SCM, GU | BCRMCA | Can. BC Avg. |  |  |  | Avg of Mix with & without air | CA | 2023-02-26 | 215.66 | m3 | 215.66 | m3 | EPD 348 | ASTM | 2027 | 2305 | kg/m3 | [7 empty] | 0 | [12 empty] | 338 | 0-25 | 3 |  |  |  | FALSE | British Columbia | Colombie-Britannique
Concrete - 25 MPa, 40% SCM, GU / BCRMCA / Can. BC Avg. / | Concrete - 25 MPa, 40% SCM, GU | BCRMCA | Can. BC Avg. |  |  |  | Avg of Mix with & without air | CA | 2023-02-26 | 186.29 | m3 | 186.29 | m3 | EPD 348 | ASTM | 2027 | 2305 | kg/m3 | [7 empty] | 0 | [12 empty] | 339 | 0-25 | 4 |  |  |  | FALSE | British Columbia | Colombie-Britannique
Concrete - 30 MPa, GU / BCRMCA / Can. BC Avg. / | Concrete - 30 MPa, GU | BCRMCA | Can. BC Avg. |  |  |  | Avg of Mix with & without air | CA | 2023-02-26 | 310.69 | m3 | 310.69 | m3 | EPD 348 | ASTM | 2027 | 2305 | kg/m3 | [7 empty] | 0 | [12 empty] | 340 | 26-30 | 1 |  |  |  | FALSE | British Columbia | Colombie-Britannique
Concrete - 30 MPa, 15% SCM, GU / BCRMCA / Can. BC Avg. / | Concrete - 30 MPa, 15% SCM, GU | BCRMCA | Can. BC Avg. |  |  |  | Avg of Mix with & without air | CA | 2023-02-26 | 275.96 | m3 | 275.96 | m3 | EPD 348 | ASTM | 2027 | 2305 | kg/m3 | [7 empty] | 0 | [12 empty] | 341 | 26-30 | 2 |  |  |  | FALSE | British Columbia | Colombie-Britannique
Concrete - 30 MPa, 25% SCM, GU / BCRMCA / Can. BC Avg. / | Concrete - 30 MPa, 25% SCM, GU | BCRMCA | Can. BC Avg. |  |  |  | Avg of Mix with & without air | CA | 2023-02-26 | 252.8 | m3 | 252.8 | m3 | EPD 348 | ASTM | 2027 | 2305 | kg/m3 | [7 empty] | 0 | [12 empty] | 342 | 26-30 | 3 |  |  |  | FALSE | British Columbia | Colombie-Britannique
Concrete - 30 MPa, 40% SCM, GU / BCRMCA / Can. BC Avg. / | Concrete - 30 MPa, 40% SCM, GU | BCRMCA | Can. BC Avg. |  |  |  | Avg of Mix with & without air | CA | 2023-02-26 | 218.06 | m3 | 218.06 | m3 | EPD 348 | ASTM | 2027 | 2305 | kg/m3 | [7 empty] | 0 | [12 empty] | 343 | 26-30 | 4 |  |  |  | FALSE | British Columbia | Colombie-Britannique
Concrete - 35 MPa, GU / BCRMCA / Can. BC Avg. / | Concrete - 35 MPa, GU | BCRMCA | Can. BC Avg. |  |  |  | Avg of Mix with & without air | CA | 2023-02-26 | 355.26 | m3 | 355.26 | m3 | EPD 348 | ASTM | 2027 | 2305 | kg/m3 | [7 empty] | 0 | [12 empty] | 344 | 31-35 | 1 |  |  |  | FALSE | British Columbia | Colombie-Britannique
Concrete - 35 MPa, 15% SCM, GU / BCRMCA / Can. BC Avg. / | Concrete - 35 MPa, 15% SCM, GU | BCRMCA | Can. BC Avg. |  |  |  | Avg of Mix with & without air | CA | 2023-02-26 | 315.41 | m3 | 315.41 | m3 | EPD 348 | ASTM | 2027 | 2305 | kg/m3 | [7 empty] | 0 | [12 empty] | 345 | 31-35 | 2 |  |  |  | FALSE | British Columbia | Colombie-Britannique
Concrete - 35 MPa, 25% SCM, GU / BCRMCA / Can. BC Avg. / | Concrete - 35 MPa, 25% SCM, GU | BCRMCA | Can. BC Avg. |  |  |  | Avg of Mix with & without air | CA | 2023-02-26 | 288.94 | m3 | 288.94 | m3 | EPD 348 | ASTM | 2027 | 2305 | kg/m3 | [7 empty] | 0 | [12 empty] | 346 | 31-35 | 3 |  |  |  | FALSE | British Columbia | Colombie-Britannique
Concrete - 35 MPa, 40% SCM, GU / BCRMCA / Can. BC Avg. / | Concrete - 35 MPa, 40% SCM, GU | BCRMCA | Can. BC Avg. |  |  |  | Avg of Mix with & without air | CA | 2023-02-26 | 248.67 | m3 | 248.67 | m3 | EPD 348 | ASTM | 2027 | 2305 | kg/m3 | [7 empty] | 0 | [12 empty] | 347 | 31-35 | 4 |  |  |  | FALSE | British Columbia | Colombie-Britannique
Concrete - 25 MPa, GU / ACA / Can. Atlantic Avg. / | Concrete - 25 MPa, GU | ACA | Can. Atlantic Avg. |  |  |  | Avg of Mix with & without air | CA | 2023-02-26 | 387.2 | m3 | 387.2 | m3 | EPD 347 | ASTM | 2027 | 2305 | kg/m3 | [7 empty] | 0 | [12 empty] | 348 | 0-25 | 1 |  |  |  | FALSE | New Brunswick | Nouveau-Brunswick | Newfoundland and Labrador | Terre-Neuve-et-Labrador | Prince Edward Island | Île-du-Prince-Édouard | Nova Scotia | Nouvelle-Écosse
Concrete - 25 MPa, 10% FA, GU / ACA / Can. Atlantic Avg. / | Concrete - 25 MPa, 10% FA, GU | ACA | Can. Atlantic Avg. |  |  |  | Avg of Mix with & without air | CA | 2023-02-26 | 357.51 | m3 | 357.51 | m3 | EPD 347 | ASTM | 2027 | 2305 | kg/m3 | [7 empty] | 0 | [12 empty] | 349 | 0-25 | 2 |  |  |  | FALSE | New Brunswick | Nouveau-Brunswick | Newfoundland and Labrador | Terre-Neuve-et-Labrador | Prince Edward Island | Île-du-Prince-Édouard | Nova Scotia | Nouvelle-Écosse
Concrete - 25 MPa, 20% FA, GU / ACA / Can. Atlantic Avg. / | Concrete - 25 MPa, 20% FA, GU | ACA | Can. Atlantic Avg. |  |  |  | Avg of Mix with & without air | CA | 2023-02-26 | 327.82 | m3 | 327.82 | m3 | EPD 347 | ASTM | 2027 | 2305 | kg/m3 | [7 empty] | 0 | [12 empty] | 350 | 0-25 | 3 |  |  |  | FALSE | New Brunswick | Nouveau-Brunswick | Newfoundland and Labrador | Terre-Neuve-et-Labrador | Prince Edward Island | Île-du-Prince-Édouard | Nova Scotia | Nouvelle-Écosse
Concrete - 25 MPa, 30% FA, GU / ACA / Can. Atlantic Avg. / | Concrete - 25 MPa, 30% FA, GU | ACA | Can. Atlantic Avg. |  |  |  | Avg of Mix with & without air | CA | 2023-02-26 | 298.12 | m3 | 298.12 | m3 | EPD 347 | ASTM | 2027 | 2305 | kg/m3 | [7 empty] | 0 | [12 empty] | 351 | 0-25 | 4 |  |  |  | FALSE | New Brunswick | Nouveau-Brunswick | Newfoundland and Labrador | Terre-Neuve-et-Labrador | Prince Edward Island | Île-du-Prince-Édouard | Nova Scotia | Nouvelle-Écosse
Concrete - 25 MPa, 40% FA, GU / ACA / Can. Atlantic Avg. / | Concrete - 25 MPa, 40% FA, GU | ACA | Can. Atlantic Avg. |  |  |  | Avg of Mix with & without air | CA | 2023-02-26 | 268.43 | m3 | 268.43 | m3 | EPD 347 | ASTM | 2027 | 2305 | kg/m3 | [7 empty] | 0 | [12 empty] | 352 | 0-25 | 5 |  |  |  | FALSE | New Brunswick | Nouveau-Brunswick | Newfoundland and Labrador | Terre-Neuve-et-Labrador | Prince Edward Island | Île-du-Prince-Édouard | Nova Scotia | Nouvelle-Écosse
Concrete - 30 MPa, GU / ACA / Can. Atlantic Avg. / | Concrete - 30 MPa, GU | ACA | Can. Atlantic Avg. |  |  |  | Avg of Mix with & without air | CA | 2023-02-26 | 419.64 | m3 | 419.64 | m3 | EPD 347 | ASTM | 2027 | 2305 | kg/m3 | [7 empty] | 0 | [12 empty] | 353 | 26-30 | 1 |  |  |  | FALSE | New Brunswick | Nouveau-Brunswick | Newfoundland and Labrador | Terre-Neuve-et-Labrador | Prince Edward Island | Île-du-Prince-Édouard | Nova Scotia | Nouvelle-Écosse
Concrete - 30 MPa, 10% FA, GU / ACA / Can. Atlantic Avg. / | Concrete - 30 MPa, 10% FA, GU | ACA | Can. Atlantic Avg. |  |  |  | Avg of Mix with & without air | CA | 2023-02-26 | 386.75 | m3 | 386.75 | m3 | EPD 347 | ASTM | 2027 | 2305 | kg/m3 | [7 empty] | 0 | [12 empty] | 354 | 26-30 | 2 |  |  |  | FALSE | New Brunswick | Nouveau-Brunswick | Newfoundland and Labrador | Terre-Neuve-et-Labrador | Prince Edward Island | Île-du-Prince-Édouard | Nova Scotia | Nouvelle-Écosse
Concrete - 30 MPa, 20% FA, GU / ACA / Can. Atlantic Avg. / | Concrete - 30 MPa, 20% FA, GU | ACA | Can. Atlantic Avg. |  |  |  | Avg of Mix with & without air | CA | 2023-02-26 | 353.86 | m3 | 353.86 | m3 | EPD 347 | ASTM | 2027 | 2305 | kg/m3 | [7 empty] | 0 | [12 empty] | 355 | 26-30 | 3 |  |  |  | FALSE | New Brunswick | Nouveau-Brunswick | Newfoundland and Labrador | Terre-Neuve-et-Labrador | Prince Edward Island | Île-du-Prince-Édouard | Nova Scotia | Nouvelle-Écosse
Concrete - 30 MPa, 30% FA, GU / ACA / Can. Atlantic Avg. / | Concrete - 30 MPa, 30% FA, GU | ACA | Can. Atlantic Avg. |  |  |  | Avg of Mix with & without air | CA | 2023-02-26 | 320.97 | m3 | 320.97 | m3 | EPD 347 | ASTM | 2027 | 2305 | kg/m3 | [7 empty] | 0 | [12 empty] | 356 | 26-30 | 4 |  |  |  | FALSE | New Brunswick | Nouveau-Brunswick | Newfoundland and Labrador | Terre-Neuve-et-Labrador | Prince Edward Island | Île-du-Prince-Édouard | Nova Scotia | Nouvelle-Écosse
Concrete - 30 MPa, 40% FA, GU / ACA / Can. Atlantic Avg. / | Concrete - 30 MPa, 40% FA, GU | ACA | Can. Atlantic Avg. |  |  |  | Avg of Mix with & without air | CA | 2023-02-26 | 288.08 | m3 | 288.08 | m3 | EPD 347 | ASTM | 2027 | 2305 | kg/m3 | [7 empty] | 0 | [12 empty] | 357 | 26-30 | 5 |  |  |  | FALSE | New Brunswick | Nouveau-Brunswick | Newfoundland and Labrador | Terre-Neuve-et-Labrador | Prince Edward Island | Île-du-Prince-Édouard | Nova Scotia | Nouvelle-Écosse
Concrete - 35 MPa, GU / ACA / Can. Atlantic Avg. / | Concrete - 35 MPa, GU | ACA | Can. Atlantic Avg. |  |  |  | Avg of Mix with & without air | CA | 2023-02-26 | 487.53 | m3 | 487.53 | m3 | EPD 347 | ASTM | 2027 | 2305 | kg/m3 | [7 empty] | 0 | [12 empty] | 358 | 31-35 | 1 |  |  |  | FALSE | New Brunswick | Nouveau-Brunswick | Newfoundland and Labrador | Terre-Neuve-et-Labrador | Prince Edward Island | Île-du-Prince-Édouard | Nova Scotia | Nouvelle-Écosse
Concrete - 35 MPa, 10% FA, GU / ACA / Can. Atlantic Avg. / | Concrete - 35 MPa, 10% FA, GU | ACA | Can. Atlantic Avg. |  |  |  | Avg of Mix with & without air | CA | 2023-02-26 | 448.25 | m3 | 448.25 | m3 | EPD 347 | ASTM | 2027 | 2305 | kg/m3 | [7 empty] | 0 | [12 empty] | 359 | 31-35 | 2 |  |  |  | FALSE | New Brunswick | Nouveau-Brunswick | Newfoundland and Labrador | Terre-Neuve-et-Labrador | Prince Edward Island | Île-du-Prince-Édouard | Nova Scotia | Nouvelle-Écosse
Concrete - 35 MPa, 20% FA, GU / ACA / Can. Atlantic Avg. / | Concrete - 35 MPa, 20% FA, GU | ACA | Can. Atlantic Avg. |  |  |  | Avg of Mix with & without air | CA | 2023-02-26 | 408.96 | m3 | 408.96 | m3 | EPD 347 | ASTM | 2027 | 2305 | kg/m3 | [7 empty] | 0 | [12 empty] | 360 | 31-35 | 3 |  |  |  | FALSE | New Brunswick | Nouveau-Brunswick | Newfoundland and Labrador | Terre-Neuve-et-Labrador | Prince Edward Island | Île-du-Prince-Édouard | Nova Scotia | Nouvelle-Écosse
Concrete - 35 MPa, 30% FA, GU / ACA / Can. Atlantic Avg. / | Concrete - 35 MPa, 30% FA, GU | ACA | Can. Atlantic Avg. |  |  |  | Avg of Mix with & without air | CA | 2023-02-26 | 369.67 | m3 | 369.67 | m3 | EPD 347 | ASTM | 2027 | 2305 | kg/m3 | [7 empty] | 0 | [12 empty] | 361 | 31-35 | 4 |  |  |  | FALSE | New Brunswick | Nouveau-Brunswick | Newfoundland and Labrador | Terre-Neuve-et-Labrador | Prince Edward Island | Île-du-Prince-Édouard | Nova Scotia | Nouvelle-Écosse
Concrete - 35 MPa, 40% FA, GU / ACA / Can. Atlantic Avg. / | Concrete - 35 MPa, 40% FA, GU | ACA | Can. Atlantic Avg. |  |  |  | Avg of Mix with & without air | CA | 2023-02-26 | 330.39 | m3 | 330.39 | m3 | EPD 347 | ASTM | 2027 | 2305 | kg/m3 | [7 empty] | 0 | [12 empty] | 362 | 31-35 | 5 |  |  |  | FALSE | New Brunswick | Nouveau-Brunswick | Newfoundland and Labrador | Terre-Neuve-et-Labrador | Prince Edward Island | Île-du-Prince-Édouard | Nova Scotia | Nouvelle-Écosse
Concrete - 25 MPa, GU / ARMCA / Can. Alberta Avg. / | Concrete - 25 MPa, GU | ARMCA | Can. Alberta Avg. |  |  |  | Avg of Mix with & without air | CA | 2023-02-26 | 341.8 | m3 | 341.8 | m3 | EPD 346 | ASTM | 2027 | 2305 | kg/m3 | [7 empty] | 0 | [12 empty] | 363 | 0-25 | 1 |  |  |  | FALSE | Alberta | Alberta
Concrete - 25 MPa, 10% FA, GU / ARMCA / Can. Alberta Avg. / | Concrete - 25 MPa, 10% FA, GU | ARMCA | Can. Alberta Avg. |  |  |  | Avg of Mix with & without air | CA | 2023-02-26 | 312.37 | m3 | 312.37 | m3 | EPD 346 | ASTM | 2027 | 2305 | kg/m3 | [7 empty] | 0 | [12 empty] | 364 | 0-25 | 2 |  |  |  | FALSE | Alberta | Alberta
Concrete - 25 MPa, 20% FA, GU / ARMCA / Can. Alberta Avg. / | Concrete - 25 MPa, 20% FA, GU | ARMCA | Can. Alberta Avg. |  |  |  | Avg of Mix with & without air | CA | 2023-02-26 | 282.5 | m3 | 282.5 | m3 | EPD 346 | ASTM | 2027 | 2305 | kg/m3 | [7 empty] | 0 | [12 empty] | 365 | 0-25 | 3 |  |  |  | FALSE | Alberta | Alberta
Concrete - 30 MPa, GU / ARMCA / Can. Alberta Avg. / | Concrete - 30 MPa, GU | ARMCA | Can. Alberta Avg. |  |  |  | Avg of Mix with & without air | CA | 2023-02-26 | 384.98 | m3 | 384.98 | m3 | EPD 346 | ASTM | 2027 | 2305 | kg/m3 | [7 empty] | 0 | [12 empty] | 366 | 26-30 | 1 |  |  |  | FALSE | Alberta | Alberta
Concrete - 30 MPa, 10% FA, GU / ARMCA / Can. Alberta Avg. / | Concrete - 30 MPa, 10% FA, GU | ARMCA | Can. Alberta Avg. |  |  |  | Avg of Mix with & without air | CA | 2023-02-26 | 351.67 | m3 | 351.67 | m3 | EPD 346 | ASTM | 2027 | 2305 | kg/m3 | [7 empty] | 0 | [12 empty] | 367 | 26-30 | 2 |  |  |  | FALSE | Alberta | Alberta
Concrete - 30 MPa, 20% FA, GU / ARMCA / Can. Alberta Avg. / | Concrete - 30 MPa, 20% FA, GU | ARMCA | Can. Alberta Avg. |  |  |  | Avg of Mix with & without air | CA | 2023-02-26 | 317.9 | m3 | 317.9 | m3 | EPD 346 | ASTM | 2027 | 2305 | kg/m3 | [7 empty] | 0 | [12 empty] | 368 | 26-30 | 3 |  |  |  | FALSE | Alberta | Alberta
Concrete - 35 MPa, GU / ARMCA / Can. Alberta Avg. / | Concrete - 35 MPa, GU | ARMCA | Can. Alberta Avg. |  |  |  | Avg of Mix with & without air | CA | 2023-02-26 | 435.13 | m3 | 435.13 | m3 | EPD 346 | ASTM | 2027 | 2305 | kg/m3 | [7 empty] | 0 | [12 empty] | 369 | 31-35 | 1 |  |  |  | FALSE | Alberta | Alberta
Concrete - 35 MPa, 10% FA, GU / ARMCA / Can. Alberta Avg. / | Concrete - 35 MPa, 10% FA, GU | ARMCA | Can. Alberta Avg. |  |  |  | Avg of Mix with & without air | CA | 2023-02-26 | 397.06 | m3 | 397.06 | m3 | EPD 346 | ASTM | 2027 | 2305 | kg/m3 | [7 empty] | 0 | [12 empty] | 370 | 31-35 | 2 |  |  |  | FALSE | Alberta | Alberta
Concrete - 35 MPa, 20% FA, GU / ARMCA / Can. Alberta Avg. / | Concrete - 35 MPa, 20% FA, GU | ARMCA | Can. Alberta Avg. |  |  |  | Avg of Mix with & without air | CA | 2023-02-26 | 358.54 | m3 | 358.54 | m3 | EPD 346 | ASTM | 2027 | 2305 | kg/m3 | [7 empty] | 0 | [12 empty] | 371 | 31-35 | 3 |  |  |  | FALSE | Alberta | Alberta
Vinyl flooring / Shaw - Patcraft / Luxury Vinyl Tile / 2 - 5 mm | Vinyl flooring | Shaw - Patcraft | Luxury Vinyl Tile | 2 - 5 mm |  |  |  | US & CA | 2022-12-16 | 9.59 | m2 | 9.59 | m² | 4790050503.103.1 | UL Environment | 2026 | 0.00576 | g/mm2 | [7 empty] | 0 | [12 empty] | 372 | [5 empty] | FALSE
Linoleum flooring / Gerflor / DLW Linoleum Compact / 2.5 mm sheet style linoleum | Linoleum flooring | Gerflor | DLW Linoleum Compact | 2.5 mm sheet style linoleum |  |  |  | US | 2022-12-21 | 0.101 | m² | 4.6609 | m² | 4788756650.102.1 | UL Environment | 2025 | 2.94 | kg/m2 | [7 empty] | 5.742 |  |  |  |  | 6.38 |  |  |  |  | 0.00253 |  |  | 373 |  |  |  | Expired 2025 |  | FALSE
Fiberglass loose fill / Johns Manville / Climate Pro, Attic Protector, JM Spider PLUS (Canada) / R 2.8/inch, Formaldehyde-free | Fiberglass loose fill | Johns Manville | Climate Pro, Attic Protector, JM Spider PLUS (Canada) | R 2.8/inch, Formaldehyde-free |  |  |  | US & CA | 2022-12-21 | 0.551 | m2•RSI | 0.551 | m2•RSI | 4789973160.110.1 | UL Environment | 2028 | 0.46 | kg/m2 | [7 empty] | 0 | [12 empty] | 374 | [5 empty] | FALSE
Window - double pane / Andersen / E-series (Average Double-hung/Awning/Picture) / Wood frame, aluminum cladding | Window - double pane | Andersen | E-series (Average Double-hung/Awning/Picture) | Wood frame, aluminum cladding |  |  | No biogenic carbon credited | US & CA | 2023-02-26 | 73.8 | m² | 73.8 | m² | SCS-EPD-07201 | SCS Global Services | 2026 | [9 empty] | 0 | [12 empty] | 375 | [5 empty] | FALSE
Drywall 1/2" / National Gypsum / Gold Bond XP Gypsum Board / 1/2" (12.7 mm) | Drywall 1/2" | National Gypsum | Gold Bond XP Gypsum Board | 1/2" (12.7 mm) |  |  |  | US & CA | 2023-02-26 | 428 | 92.9m2 | 4.6071 | m2 @ 1/2" | EPD10792 | NSF | 2027 | 859 | kg/92.9m2 | 9.2465 | kg/m2 |  |  |  | 0.05 | 0.5 | 0.76284 |  |  | 0.23116 |  | 0.8476 | [7 empty] | 376 | [5 empty] | FALSE
Drywall 5/8" Type X / National Gypsum / Gold Bond XP Fire-Shield Gypsum Board / 5/8'' type X | Drywall 5/8" Type X | National Gypsum | Gold Bond XP Fire-Shield Gypsum Board | 5/8'' type X |  |  |  | US & CA | 2023-02-26 | 481 | 92.9m2 | 5.1776 | m2 @ 5/8" | EPD10792 | NSF | 2027 | 1195 | kg/92.9m2 | 12.8633 | kg/m2 |  |  |  | 0.05 | 0.5 | 1.0612 |  |  | 0.32158 |  | 1.1791 | [7 empty] | 377 | [5 empty] | FALSE
(ARCHIVED 2026) Carpet / J+J Flooring / Standard Back / all Broadloom styles | (ARCHIVED 2026) Carpet | J+J Flooring | Standard Back | all Broadloom styles |  |  |  | US & CA | 2023-02-26 | 9.44 | m² | 9.44 | m² | EPD10781 | NSF | 2024 | 2.16 | kg/m2 | [7 empty] | 0 | [9 empty] | 0.01065 |  |  | 378 |  |  |  | Expired 2024 |  | FALSE
Vinyl flooring / Mannington / Luxury Vinyl Tile / 2.5 mm Tile and Plank | Vinyl flooring | Mannington | Luxury Vinyl Tile | 2.5 mm Tile and Plank |  |  |  | US & CA | 2023-02-26 | 6.51 | m² | 6.51 | m² | EPD10668 | NSF | 2026 | 2.79 | kg/m2 | [7 empty] | 0 | [9 empty] | 0.0025 |  |  | 379 | [5 empty] | FALSE
Asphalt Shingles / GAF / Timberline Cool Series / | Asphalt Shingles | GAF | Timberline Cool Series |  |  |  |  | US & CA | 2023-02-26 | 4.34 | m² | 4.34 | m² | EPD10396 | NSF | 2025 | 10.12 | kg/m2 | Excl. Fasteners | [6 empty] | 0 | [12 empty] | 380 |  |  |  | Expired 2025 |  | FALSE
Linoleum flooring / Mannington / Legato Flooring / liquid applied | Linoleum flooring | Mannington | Legato Flooring | liquid applied |  |  |  | US & CA | 2023-02-26 | 2.65 | m² | 2.65 | m² | EPD10362 | NSF | 2025 | 0.9 | kg/dm3 | 1.98 | kg/m2 |  |  |  |  | 0.6 | 3.9204 |  |  | 1.188 |  | 4.356 |  |  |  |  | 0.0022 |  |  | 381 |  |  |  | Expired 2025 |  | FALSE
(ARCHIVED 2026) Ceramic tile / Fireclay Tile / Ceramic - recycled content / Standard and Second grade | (ARCHIVED 2026) Ceramic tile | Fireclay Tile | Ceramic - recycled content | Standard and Second grade |  |  | recycled content | US & CA | 2023-02-26 | 45.9 | m² | 45.9 | m² | EPD10355 | NSF | 2025 | 17.58 | kg/m2 | [7 empty] | 0 | [9 empty] | 0.00794 |  |  | 382 |  |  |  | Expired 2025 |  | FALSE
(ARCHIVED 2026) Ceramic tile / American Wonder Porcelain / Procelain - recycled content / Standard and Second grade | (ARCHIVED 2026) Ceramic tile | American Wonder Porcelain | Procelain - recycled content | Standard and Second grade |  |  |  | US & CA | 2023-02-26 | 11.5 | m² | 11.5 | m² | EPD10277 | NSF | 2024 | 20.105 | kg/m2 | [7 empty] | 0 | [9 empty] | 0.00885 |  |  | 383 |  |  |  | Expired 2024 |  | FALSE
Fiber Cement siding / Equitone / Pictura and Natura Pro / 8 mm (5/16") | Fiber Cement siding | Equitone | Pictura and Natura Pro | 8 mm (5/16") |  |  |  | Global | 2023-02-26 | 16.305 | m² | 16.305 | m2 at 8 mm (5/16") | EPD-ETE-20190179-CCC1-EN | IBU | 2025 | 1850 | kg/m3 | 14.8 | kg/m2 at 8mm |  |  |  | 0.095 | 0.5 | 2.3199 | m² |  | 0.703 |  | 2.5777 | [7 empty] | 384 |  |  |  | Expired 2025 |  | FALSE
(ARCHIVED 2025) Fiber Cement siding / Equitone / Tectiva / 8 mm (5/16") | (ARCHIVED 2025) Fiber Cement siding | Equitone | Tectiva | 8 mm (5/16") |  |  |  | Global | 2023-02-26 | 8.06 | m² | 8.06 | m2 at 8 mm (5/16") | EPD-ETE-20190007-ICA1-EN | IBU | 2024 |  |  | 14.22 | kg/m2 at 8mm |  |  |  | 0.095 | 0.5 | 2.229 | m² |  | 0.67545 |  | 2.4766 | [7 empty] | 385 |  |  |  | Expired 2024 |  | FALSE
(ARCHIVED 2025) Fiber Cement siding / Equitone / Natura, Textura and Materia / 8 mm (5/16") | (ARCHIVED 2025) Fiber Cement siding | Equitone | Natura, Textura and Materia | 8 mm (5/16") |  |  |  | Global | 2023-02-26 | 11.324 | m² | 11.324 | m2 at 8 mm (5/16") | EPD-ELH-20180136-CAC1-EN | IBU | 2024 |  |  | 15.07 | kg/m2 at 8mm |  |  |  | 0.05 | 0.5 | 1.2433 | m² |  | 0.37675 |  | 1.3814 | [7 empty] | 386 |  |  |  | Expired 2024 |  | FALSE
Fiber Cement siding / Equitone / Linea¦Lunara sheets / 10 mm | Fiber Cement siding | Equitone | Linea¦Lunara sheets | 10 mm |  |  |  | EU | 2024-02-03 | 7.8 | m² | 7.8 | m2 at 8 mm (5/16") | EPD-ETE-20190128-CCA1-EN | IBU | 2025 | 16.5 | kg/m2 at 10mm | [5 empty] | 0.05 | 0.5 | 1.3613 | m² |  | 0.4125 |  | 1.5125 |  | 0 | [5 empty] | A136 | [5 empty] | FALSE
Straw Panels / Ecocoon / Standard and Brace Panels / 40cm R16, panel only | Straw Panels | Ecocoon | Standard and Brace Panels | 40cm R16, panel only |  |  | Wooden frame with straw filling |  | 2023-02-26 | 14.3 | m² | 14.3 | m² | EPD-2022-7601 | N.a. | 2027 | 110 | kg/m3 | 44 | kg/m2 at 40cm | 0.99463 | 0.145 |  | 0.9 | 0.5 | 65.34 | m² |  | 19.8 |  | 72.6 | [7 empty] | 387 | [5 empty] | FALSE
Brick, Clay / SHAW / Slender - Thin Face Brick / 2 1/4" x 1/2" x 7-1/2" (57 x 12.7 mm x 190) incl. 3/8" mortar | Brick, Clay | SHAW | Slender - Thin Face Brick | 2 1/4" x 1/2" x 7-1/2" (57 x 12.7 mm x 190) incl. 3/8" mortar |  |  |  | US & CA | 2023-02-26 | 721 | m3 | 8.1808 | m² | EPD 359 | ASTM | 2027 | 269 | kgCO2/m3 mortar |  | 83% brick, 17% mortar | [5 empty] | 0 | [7 empty] | 0.57 | 0.19 | 0.0127 | 0.0013754 |  | 388 | [5 empty] | FALSE
Brick, Clay / SHAW / Avg Face Brick / 3-5/8" x 2-3/4" x 7-5/8" (92 x 70 x 194 mm) incl. 3/8" mortar | Brick, Clay | SHAW | Avg Face Brick | 3-5/8" x 2-3/4" x 7-5/8" (92 x 70 x 194 mm) incl. 3/8" mortar |  |  |  | US & CA | 2023-02-26 | 721 | m3 | 59.2627 | m² | EPD 359 | ASTM | 2027 | 269 | kgCO2/m3 mortar |  | 83% brick, 17% mortar | [5 empty] | 0 | [7 empty] | 0.07 | 0.19368 | 0.092 | 0.0012473 |  | 389 | [5 empty] | FALSE
Rebar / Nucor Corporation / Canadian sizes / 10M | Rebar | Nucor Corporation | Canadian sizes | 10M |  |  |  | North America | 2022-03-17 | 0.863 | kg | 0.67746 | m | 4789793365.101.1 | UL Environment | 2026 | 7800 | kg/m3 | 0.785 | kg/m | [5 empty] | 0 | [12 empty] | 390 | [5 empty] | FALSE
Rebar / Nucor Corporation / Canadian sizes / 15M | Rebar | Nucor Corporation | Canadian sizes | 15M |  |  |  | North America | 2022-03-17 | 0.863 | kg | 1.3549 | m | 4789793365.101.1 | UL Environment | 2026 | 7800 | kg/m3 | 1.57 | kg/m | [5 empty] | 0 | [12 empty] | 391 | [5 empty] | FALSE
Rebar / Nucor Corporation / Canadian sizes / 20M | Rebar | Nucor Corporation | Canadian sizes | 20M |  |  |  | North America | 2022-03-17 | 0.863 | kg | 2.0324 | m | 4789793365.101.1 | UL Environment | 2026 | 7800 | kg/m3 | 2.355 | kg/m | [5 empty] | 0 | [12 empty] | 392 | [5 empty] | FALSE
(ARCHIVED 2026) Rebar / ArcelorMittal Long Products Canada / Canadian sizes / 10M | (ARCHIVED 2026) Rebar | ArcelorMittal Long Products Canada | Canadian sizes | 10M |  |  |  | Canada | 2022-03-17 | 1.2855 | kg | 1.0091 | m | 4937-6316 | CSA Groups | 2024 | 7850 | kg/m3 | 0.785 | kg/m | [5 empty] | 0 | [12 empty] | 393 |  |  |  | Expired 2024 |  | FALSE
(ARCHIVED 2026) Rebar / ArcelorMittal Long Products Canada / Canadian sizes / 15M | (ARCHIVED 2026) Rebar | ArcelorMittal Long Products Canada | Canadian sizes | 15M |  |  |  | Canada | 2022-03-17 | 1.2855 | kg | 2.0182 | m | 4937-6316 | CSA Groups | 2024 | 7850 | kg/m3 | 1.57 | kg/m | [5 empty] | 0 | [12 empty] | 394 |  |  |  | Expired 2024 |  | FALSE
(ARCHIVED 2026) Rebar / ArcelorMittal Long Products Canada / Canadian sizes / 20M | (ARCHIVED 2026) Rebar | ArcelorMittal Long Products Canada | Canadian sizes | 20M |  |  |  | Canada | 2022-03-17 | 1.2855 | kg | 3.0274 | m | 4937-6316 | CSA Groups | 2024 | 7850 | kg/m3 | 2.355 | kg/m | [5 empty] | 0 | [12 empty] | 395 |  |  |  | Expired 2024 |  | FALSE
Wood fiber board / North American Fiberboard Association / Includes: MSL, Blue Ridge Fiberboard Inc. / R 2.7/inch | Wood fiber board | North American Fiberboard Association | Includes: MSL, Blue Ridge Fiberboard Inc. | R 2.7/inch |  |  |  | US & CA | 2022-03-20 | 196.13 | m3 | 10.6344 | m2•RSI | 4789410886.101.1 | UL Environment | 2026 | 254 | kg/m3 | 13.7721 | kg/m2•RSI | 2.66 | 0.054221 |  | 0.922 | 0.5 | 20.9515 | m2•RSI |  | 6.349 |  | 23.2795 | [7 empty] | 397 | [5 empty] | FALSE
(ARCHIVED 2023) XPS foam board / DuPont / Styrofoam (Blue) (Legacy) / R 5.6/inch | (ARCHIVED 2023) XPS foam board | DuPont | Styrofoam (Blue) (Legacy) | R 5.6/inch |  |  | Includes B1 offgasing | US & CA |  | 60.8 | m2•RSI | 60.8 | m2•RSI | 4789559274.101.1 | UL Environment | 2026 |  |  |  |  | 5.6 | 0.025754 |  |  |  | 0 | [12 empty] | 398 |  |  |  | A1-B1 |  | FALSE
(ARCHIVED 2023) XPS foam board / DuPont / Styrofoam (Grey, Reduced GWP) / R 5.6/inch | (ARCHIVED 2023) XPS foam board | DuPont | Styrofoam (Grey, Reduced GWP) | R 5.6/inch |  |  | Includes B1 offgasing | US & CA |  | 36.5 | m2•RSI | 36.5 | m2•RSI | 4789559274.102.1 | UL Environment | 2026 |  |  |  |  | 5.6 | 0.025754 |  |  |  | 0 | [12 empty] | 399 |  |  |  | A1-B1 |  | FALSE
XPS foam board / DuPont / Reduced GWP Grey Styrofoam™ (same as ST-100) / R 5.0/inch | XPS foam board | DuPont | Reduced GWP Grey Styrofoam™ (same as ST-100) | R 5.0/inch |  |  | Includes B1 offgasing | US & CA |  | 4.67 | m2•RSI | 4.67 | m2•RSI | 4790979004.101.1 | UL Environment | 2026 |  |  |  |  | 5 | 0.028844 |  |  |  | 0 | [12 empty] | 400 |  |  |  | A1-B1 |  | FALSE
XPS foam board / Soprema / SOPRA-XPS / R 5.0/inch | XPS foam board | Soprema | SOPRA-XPS | R 5.0/inch |  |  | Includes B1 offgasing | US & CA | 2022-04-01 | 1.9259 | m2•RSI | 1.9259 | m2•RSI | EPD-283 | ASTM International | 2026 | 32.8 | kg/m3 | 1.102 | kg/m2 at RSI1 | 5 | 0.028844 |  |  |  | 0 | [7 empty] | 2.4384 | 0.6096 |  |  |  | 401 |  |  |  | A1-B1 |  | FALSE
(ARCHIVED 2025) Mineral wool batt / Rockwool / ComfortBatt R14 / R 4.0/inch, 3.5" | (ARCHIVED 2025) Mineral wool batt | Rockwool | ComfortBatt R14 | R 4.0/inch, 3.5" |  |  |  | CAN | 2021-08-12 | 1.179 | m2•RSI | 1.179 | m2•RSI | 4789092768.101.1 | UL Environment | 2024 |  |  | 2.47 | RSI (m2K/W) | 4 | 0.036055 |  |  |  | 0 | [8 empty] | 0.089 |  |  |  | 402 |  |  |  | Expired 2024 |  | FALSE
(ARCHIVED 2025) Mineral wool batt / Rockwool / ComfortBatt R15 / R 4.3/inch, 3.5" | (ARCHIVED 2025) Mineral wool batt | Rockwool | ComfortBatt R15 | R 4.3/inch, 3.5" |  |  |  | US | 2021-08-12 | 1.31 | m2•RSI | 1.31 | m2•RSI | 4789092768.101.1 | UL Environment | 2024 |  |  | 2.64 | RSI (m2K/W) | 4.3 | 0.03354 |  |  |  | 0 | [8 empty] | 0.089 |  |  |  | 403 |  |  |  | Expired 2024 |  | FALSE
(ARCHIVED 2025) Mineral wool batt / Rockwool / ComfortBatt R22 / R 4.0/inch, 5.5" | (ARCHIVED 2025) Mineral wool batt | Rockwool | ComfortBatt R22 | R 4.0/inch, 5.5" |  |  |  | CAN | 2021-08-12 | 1.179 | m2•RSI | 1.179 | m2•RSI | 4789092768.101.1 | UL Environment | 2024 |  |  | 3.87 | RSI (m2K/W) | 4 | 0.036055 |  |  |  | 0 | [8 empty] | 0.14 |  |  |  | 404 |  |  |  | Expired 2024 |  | FALSE
(ARCHIVED 2025) Mineral wool batt / Rockwool / ComfortBatt R24 / R 4.4/inch, 5.5" | (ARCHIVED 2025) Mineral wool batt | Rockwool | ComfortBatt R24 | R 4.4/inch, 5.5" |  |  |  | CAN | 2021-08-12 | 1.703 | m2•RSI | 1.703 | m2•RSI | 4789092768.101.1 | UL Environment | 2024 |  |  | 4.23 | RSI (m2K/W) | 4.367 | 0.033025 |  |  |  | 0 | [8 empty] | 0.14 |  |  |  | 405 |  |  |  | Expired 2024 |  | FALSE
(ARCHIVED 2025) Mineral wool batt / Rockwool / ComfortBatt R24 SS / R 4.0/inch, 6" Steel Studs | (ARCHIVED 2025) Mineral wool batt | Rockwool | ComfortBatt R24 SS | R 4.0/inch, 6" Steel Studs |  |  |  | CAN | 2021-08-12 | 1.179 | m2•RSI | 1.179 | m2•RSI | 4789092768.101.1 | UL Environment | 2024 |  |  | 4.23 | RSI (m2K/W) | 4 | 0.036055 |  |  |  | 0 | [8 empty] | 0.152 |  |  |  | 406 |  |  |  | Expired 2024 |  | FALSE
(ARCHIVED 2026) Mineral wool board / Rockwool / Comfortboard 80 / R 4.2/inch | (ARCHIVED 2026) Mineral wool board | Rockwool | Comfortboard 80 | R 4.2/inch |  |  |  | US & CA | 2021-10-01 | 4.061 | m2•RSI | 4.061 | m2•RSI | 4789092768.101.1 | UL Environment | 2024 | 128 | kg/m3 |  |  | 4.2 | 0.034338 |  |  |  | 0 | [12 empty] | 407 |  |  |  | Expired 2024 |  | FALSE
Polyiso - wall boards / DuPont / Thermax / R 6.5/inch | Polyiso - wall boards | DuPont | Thermax | R 6.5/inch |  |  |  | US & CA | 2022-03-11 | 2.39 | m2•RSI | 2.39 | m2•RSI | 4789559274.103.1 | UL Environment | 2026 | 29.53 | kg/m3 |  |  | 6.5 | 0.022188 |  |  |  | 0 | [12 empty] | 408 | [5 empty] | FALSE
Laminated veneer lumber / Roseburg Forest Products / RigidLam LVL / | Laminated veneer lumber | Roseburg Forest Products | RigidLam LVL |  |  |  |  | US & CA | 2022-04-27 | 274 | m3 | 274 | m3 | 4786969381.104.1 | UL Environment | 2023 | 539 | kg/m3 | [5 empty] | 0.956 | 0.5 | 850.2186 | m3 |  |  |  | 944.6873 | 850.2186 | m3 | [5 empty] | 409 |  |  |  | Expired 2023 |  | FALSE
Spray polyurethane foam - Closed Cell (HFO) / Huntsman Building Solutions / Heatlok HFO & Heatlok Soya HFO / | Spray polyurethane foam - Closed Cell (HFO) | Huntsman Building Solutions | Heatlok HFO & Heatlok Soya HFO |  |  |  |  | US & CA | 2022-04-26 | 2.5026 | m2•RSI | 2.5026 | m2•RSI | 4789773836.101.1 | UL Environment | 2026 | 38.4 | kg/m3 |  |  | 6.5 | 0.022188 |  |  |  | 0 | [12 empty] | 410 |  |  |  | A1-B1 |  | FALSE
(ARCHIVED 2026) Polyiso - wall boards / PIMA / Includes: Atlas, Firestone, GAF, Johns Manville, Rmax, Carlisle, Iko, Soprema / R 6.5/inch | (ARCHIVED 2026) Polyiso - wall boards | PIMA | Includes: Atlas, Firestone, GAF, Johns Manville, Rmax, Carlisle, Iko, Soprema | R 6.5/inch |  |  |  | US | 2022-03-13 | 4.0959 | m2•RSI | 4.0959 | m2•RSI | EPD10466 | NSF | 2025 | 49.09 | kg/m3 |  |  | 6.5 | 0.022188 |  |  |  | 0 | [12 empty] | 411 |  |  |  | Expired 2025 |  | FALSE
Straw Bale / SNaB (UK) / Wheat & barley straw / R 2.8/inch | Straw Bale | SNaB (UK) | Wheat & barley straw | R 2.8/inch |  |  |  | EU | 2022-03-14 | 12.9471 | m3 | 0.67325 | m2•RSI | S-P-03854 | EPD International AB | 2026 | 100 | kg/m3 | 5.2 | kg/m2•RSI | 2.7735 | 0.052 |  |  | 0.4766 | 6.0372 | m2•RSI |  | 128.9995 | From EPD | 6.708 | [7 empty] | 412 | [5 empty] | FALSE
(ARCHIVED 2025) Engineered Wood Siding & Trim / LP / SmartSide / 0.315" (8 mm) | (ARCHIVED 2025) Engineered Wood Siding & Trim | LP | SmartSide | 0.315" (8 mm) |  |  | SFI sourced raw logs (aspen) | US & CA |  | 347.31 | m3 | 2.7785 | m2 at 8 mm (0.315") | EPD192 | ASTM International | 2026 | 657 | kg/m3 | [5 empty] | 0.8 | 0.48 | 0 | m2 at 8 mm (5/16") | [8 empty] | 0.008 |  |  | 413 | [5 empty] | FALSE
(ARCHIVED 2025) Engineered Wood Siding & Trim / LP / SmartSide / 0.375" (9.5 mm) | (ARCHIVED 2025) Engineered Wood Siding & Trim | LP | SmartSide | 0.375" (9.5 mm) |  |  | SFI sourced raw logs (aspen) | US & CA |  | 347.31 | m3 | 3.2994 | m2 at 9.5 mm (0.375") | EPD192 | ASTM International | 2026 | 657 | kg/m3 | [5 empty] | 0.815 | 0.48 | 0 | m2 at 9.5 mm (3/8") | [8 empty] | 0.0095 |  |  | 414 | [5 empty] | FALSE
(ARCHIVED 2025) Engineered Wood Siding & Trim / LP / SmartSide / 0.530" (13.5 mm) | (ARCHIVED 2025) Engineered Wood Siding & Trim | LP | SmartSide | 0.530" (13.5 mm) |  |  | SFI sourced raw logs (aspen) | US & CA |  | 347.31 | m3 | 4.6887 | m2 at 13.5 mm (0.530") | EPD192 | ASTM International | 2026 | 657 | kg/m3 | [5 empty] | 0.855 | 0.48 | 0 | m2 at 13.5 mm (0.530") | [8 empty] | 0.0135 |  |  | 415 | [5 empty] | FALSE
Engineered Wood Siding & Trim / LP / SmartSide / 0.354" (9 mm) | Engineered Wood Siding & Trim | LP | SmartSide | 0.354" (9 mm) |  |  | SFI sourced raw logs (aspen) |  | 2024-03-13 | 279.43 | m3 | 2.5149 | m2 at 9 mm (0.354") | EPD 597 | ASTM International | 2028-11-21 | 657 | kg/m3 |  |  |  |  | 1886.06 |  |  | 15.2771 |  |  |  |  | 0 | 15.2771 | m2 at 9 mm (0.354") |  |  | 0.009 |  |  | A137 | [5 empty] | FALSE
Engineered Wood Siding & Trim / LP / SmartSide / 0.418" (10.6 mm) | Engineered Wood Siding & Trim | LP | SmartSide | 0.418" (10.6 mm) |  |  | SFI sourced raw logs (aspen) |  | 2024-03-13 | 279.43 | m3 | 2.962 | m2 at 10.6 mm (0.418") | EPD 597 | ASTM International | 2028-11-21 | 657 | kg/m3 |  |  |  |  | 1886.06 |  |  | 17.993 |  |  |  |  | 0 | 17.993 | m2 at 10.6 mm (0.418") |  |  | 0.0106 |  |  | A138 | [5 empty] | FALSE
Engineered Wood Siding & Trim / LP / SmartSide / 0.578" (14.7mm) | Engineered Wood Siding & Trim | LP | SmartSide | 0.578" (14.7mm) |  |  | SFI sourced raw logs (aspen) |  | 2024-03-13 | 279.43 | m3 | 4.1076 | m2 at 14.7 mm (0.578") | EPD 597 | ASTM International | 2028-11-21 | 657 | kg/m3 |  |  |  |  | 1886.06 |  |  | 24.9526 |  |  |  |  | 0 | 24.9526 | m2 at 14.7 mm (0.578") |  |  | 0.0147 |  |  | A139 | [5 empty] | FALSE
Engineered Wood Siding & Trim / LP / BuilderSeries® Lap Siding / 9/32" (7.3 mm) | Engineered Wood Siding & Trim | LP | BuilderSeries® Lap Siding | 9/32" (7.3 mm) |  |  | SFI sourced raw logs (aspen) | US | 2024-01-25 | 267.01 | m3 | 1.9492 | m2 at 7.3 mm | EPD 617 | ASTM International | 2028-12-20 | 644.77 | kg/m3 | 3.67 | kg/m2 |  |  | 1576.54 |  |  | 10.3579 | [5 empty] | 10.3579 | m2 at 7.3 mm (9/32") |  |  | 0.0073 |  |  | A140 | [5 empty] | FALSE
Engineered Wood Siding & Trim / LP / SmartSide ExpertFinish / 3/8" (9.5 mm) | Engineered Wood Siding & Trim | LP | SmartSide ExpertFinish | 3/8" (9.5 mm) |  |  | SFI sourced raw logs (aspen) | US | 2024-01-25 | 487.03 | m3 | 4.6268 | m2 at 9.5 mm | EPD 601 | ASTM International | 2028-11-21 | 657 | kg/m3 |  |  |  |  | 1095.62 | 0.815 | 0.48 | 9.3676 | [5 empty] | 9.3676 | m2 at 9.5 mm (3/8") |  |  | 0.0095 |  |  | A141 | [5 empty] | FALSE
Window - double pane / Inline Fiberglass / 300 Series Tilt and Turn, 300 Series Fixed, 325 Series Awning/Casement, 325 Series Fixed, and 400 Series / Fiberglass frame | Window - double pane | Inline Fiberglass | 300 Series Tilt and Turn, 300 Series Fixed, 325 Series Awning/Casement, 325 Series Fixed, and 400 Series | Fiberglass frame |  |  | Assumed to be double-glazed | CAN | 2022-03-19 | 75.7 | m² | 75.7 | m2 of window | EPD 266 | ASTM International | 2026 | 60.5 | kg | 31.0256 | kg/m2 window | [5 empty] | 0 | [7 empty] | 1.3 | 1.5 |  |  |  | 416 | [5 empty] | FALSE
(ARCHIVED 2025) Fiber Cement siding / James Hardie / HardiePanel® / 8 mm | (ARCHIVED 2025) Fiber Cement siding | James Hardie | HardiePanel® | 8 mm |  |  |  | EU | 2022-05-18 | 8.94 | m2 | 8.94 | m² | S-P-01432 | International EPD® System | 2023 | 1300 | kg/m3 | 11.2 | kg/m2 at 8mm |  |  |  | 0.065 | 0.5 | 1.197 | m² | 1.84 | 0.364 |  | 1.33 |  |  |  |  | 0.008 |  |  | 417 |  |  |  | Expired 2023 |  | FALSE
Gypsum panels - glass mat / CertainTeed / GlasRoc Sheathing gypsum board / 5/8" | Gypsum panels - glass mat | CertainTeed | GlasRoc Sheathing gypsum board | 5/8" |  |  |  | US |  | 310 | 92.9m2 | 3.3369 | m2 @ 5/8" | 4789532059.140.1 | UL Environment | 2026 | 1165 | kg/92.9m2 | 12.5404 | kg/m2 | [5 empty] | 0 | [8 empty] | 0.05875 |  |  |  | 418 | [5 empty] | FALSE
Gypsum panels - glass mat / Georgia-Pacific / DensGlass Sheathing / 5/8" | Gypsum panels - glass mat | Georgia-Pacific | DensGlass Sheathing | 5/8" |  |  |  | US | 2024-01-03 | 454 | 92.9m2 | 4.887 | m² | EPD10268 | NSF Certification, LLC | 2024-10-07 | 12.6803 | kg/m2 | [7 empty] | 0 | [12 empty] | A142 | [5 empty] | FALSE
Gypsum panels - glass mat / Gypsum Association / North American Industry Average / 5/8" Type X | Gypsum panels - glass mat | Gypsum Association | North American Industry Average | 5/8" Type X |  |  |  |  | 2021-09-23 | 503.9 | 92.9m2 | 5.4241 | m2 @ 5/8" | EPD 206 | ASTM International | 2026-05-01 | [9 empty] | 0 | [12 empty] | A143 | [5 empty] | FALSE
(ARCHIVED 2025) Fiber Cement siding / James Hardie / Hardie VL Plank / 11 mm | (ARCHIVED 2025) Fiber Cement siding | James Hardie | Hardie VL Plank | 11 mm |  |  |  | EU | 2022-05-18 | 12 | m2 | 12 | m² | S-P-01432 Version 2.0 | International EPD® System | 2023 | 1300 | kg/m3 | 13.6 | kg/m2 at 11mm |  |  |  | 0.065 | 0.5 | 1.62 | m² |  | 0.442 |  | 1.62 |  |  |  |  | 0.011 |  |  | 419 | [5 empty] | FALSE
(ARCHIVED 2025) Fiber Cement siding / James Hardie / HardiePlank / 8 mm | (ARCHIVED 2025) Fiber Cement siding | James Hardie | HardiePlank | 8 mm |  |  |  | EU | 2022-05-18 | 7.34 | m2 | 7.34 | m² | S-P-01432 Version 2.0 | International EPD® System | 2023 | 1300 | kg/m3 | 11.2 | kg/m2 at 8mm |  |  |  | 0.065 | 0.5 | 1.33 | m² | 1.84 | 0.364 |  | 1.33 |  |  |  |  | 0.008 |  |  | 420 | [5 empty] | FALSE
Fiber Cement siding / James Hardie / Hardie Plank HZ10, Hardie Panel HZ10, Hardie Architectural Panel HZ10 / 8 mm | Fiber Cement siding | James Hardie | Hardie Plank HZ10, Hardie Panel HZ10, Hardie Architectural Panel HZ10 | 8 mm |  |  |  | US | 2024-01-03 | 6.84 | m2 | 6.84 | m² | S-P-05037 | EPD International | 2027-12-01 | 9.79 | kg/m2 |  |  |  |  | 1.94 |  |  | 1.746 | m² | [11 empty] | A144 | [5 empty] | FALSE
Fiber Cement siding / James Hardie / Hardie Plank HZ5, Hardie Panel HZ5, Hardie Architectural Panel HZ5 / 8 mm | Fiber Cement siding | James Hardie | Hardie Plank HZ5, Hardie Panel HZ5, Hardie Architectural Panel HZ5 | 8 mm |  |  |  | US | 2024-01-03 | 7.63 | m2 | 7.63 | m2 | S-P-05037 | EPD International | 2027-12-01 | 9.79 | kg/m2 |  |  |  |  | 1.93 |  |  | 1.737 | m² | [11 empty] | A145 | [5 empty] | FALSE
Fiber Cement siding / James Hardie / Hardie Shingle HZ10 / 6.3mm | Fiber Cement siding | James Hardie | Hardie Shingle HZ10 | 6.3mm |  |  |  | US | 2024-01-03 | 5.11 | m2 | 5.11 | m² | S-P-05037 | EPD International | 2027-12-01 | 7.86 | kg/m2 |  |  |  |  | 1.36 |  |  | 1.224 | m² | [11 empty] | A146 | [5 empty] | FALSE
Fiber Cement siding / James Hardie / Hardie Shingle HZ5 / 6.3mm | Fiber Cement siding | James Hardie | Hardie Shingle HZ5 | 6.3mm |  |  |  | US | 2024-01-03 | 5.98 | m2 | 5.98 | m² | S-P-05037 | EPD International | 2027-12-01 | 7.86 | kg/m2 |  |  |  |  | 1.56 |  |  | 1.404 | m² | [11 empty] | A147 | [5 empty] | FALSE
Fiberglass board / NAIMA / Includes : Johns Manville, Knauf, Owens Corning, CertainTeed / R-3.2/inch | Fiberglass board | NAIMA | Includes : Johns Manville, Knauf, Owens Corning, CertainTeed | R-3.2/inch |  |  |  | US | 2024-02-01 | 5.02 | m2•RSI | 5.02 | m2•RSI | SmartEPD-2023-003-0012-01 | Smart EPD | 2028 | 57.6 | kg/m3 |  |  | 3.2 |  |  |  |  | 0 | [12 empty] | A148 | [5 empty] | FALSE
Window - double-glazed / AluQuebec / Avg of fixed, casement, slider, hung, tilt & turn, awning / Aluminum frame | Window - double-glazed | AluQuebec | Avg of fixed, casement, slider, hung, tilt & turn, awning | Aluminum frame |  |  |  | CA | 2024-02-02 | 136 | m2 | 136 | m2 | 7730-2734 | CSA | 2024 | [9 empty] | 0 | [12 empty] | A149 | [5 empty] | FALSE
Window - double-glazed / Arcadia / CV200, T200 / Projected & casement / Aluminum frame | Window - double-glazed | Arcadia | CV200, T200 / Projected & casement | Aluminum frame |  |  |  | US | 2024-02-02 | 125 | m2 | 125 | m2 | 200 | ASTM | 2026 | [9 empty] | 0 | [12 empty] | A150 | [5 empty] | FALSE
Window - double-glazed / EFCO / Xtherm, 5FXT, FX45, 6615, 6621, 6715, FX32, OG32, OG45 / Fixed / Aluminum frame | Window - double-glazed | EFCO | Xtherm, 5FXT, FX45, 6615, 6621, 6715, FX32, OG32, OG45 / Fixed | Aluminum frame |  |  |  | US | 2024-02-02 | 94.38 | m2 | 94.38 | m2 | 494 | ASTM | 2028 | [9 empty] | 0 | [12 empty] | A151 | [5 empty] | FALSE
Window - double-glazed / EFCO / Xtherm, 875V, 2700, 2701, 450G, 590X, 6725, PG32, PX32, WV410, WV430 / Projected & casement / Aluminum frame | Window - double-glazed | EFCO | Xtherm, 875V, 2700, 2701, 450G, 590X, 6725, PG32, PX32, WV410, WV430 / Projected & casement | Aluminum frame |  |  |  | US | 2024-02-02 | 146.28 | m2 | 146.28 | m2 | 494 | ASTM | 2028 | [9 empty] | 0 | [12 empty] | A152 | [5 empty] | FALSE
Window - double-glazed / Kawneer / Optiq AA4325, 8225TL¦TLF, 526, AA 6400¦6500, NX-300¦3000 / Projected & casement / Aluminum frame | Window - double-glazed | Kawneer | Optiq AA4325, 8225TL¦TLF, 526, AA 6400¦6500, NX-300¦3000 / Projected & casement | Aluminum frame |  |  |  | US | 2024-02-02 | 222 | m2 | 222 | m2 | 4789733794.106.1 | UL Environment | 2026 | [9 empty] | 0 | [12 empty] | A153 | [5 empty] | FALSE
Window - double-glazed / Kawneer / OptiQ AA5450, TR-9100, 8400TL, AA6400¦6500¦6600 / Hung & sliding / Aluminum frame | Window - double-glazed | Kawneer | OptiQ AA5450, TR-9100, 8400TL, AA6400¦6500¦6600 / Hung & sliding | Aluminum frame |  |  |  | US | 2024-02-02 | 188 | m2 | 188 | m2 | 4789733794.104.1 | UL Environment | 2026 | [9 empty] | 0 | [12 empty] | A154 | [5 empty] | FALSE
Window - double-glazed / Wasau / INvent casement windows / Aluminum frame | Window - double-glazed | Wasau | INvent casement windows | Aluminum frame |  |  |  | US | 2024-02-01 | 110.51 | m2 | 110.51 | m2 | EPD 499 | ASTM | 2028 | [9 empty] | 0 | [12 empty] | A155 | [5 empty] | FALSE
Window - double-glazed / Wasau / INvent fixed windows / Aluminum frame | Window - double-glazed | Wasau | INvent fixed windows | Aluminum frame |  |  |  | US | 2024-02-01 | 78.16 | m2 | 78.16 | m2 | EPD 499 | ASTM | 2028 | [9 empty] | 0 | [12 empty] | A156 | [5 empty] | FALSE
Int. Wall & Ceiling Barrier, sheet / Rothoblaas / Vapor In Green 200 / Non-permeable / 0.35 mm | Int. Wall & Ceiling Barrier, sheet | Rothoblaas | Vapor In Green 200 / Non-permeable | 0.35 mm |  |  |  | EU | 2024-01-27 | 0.4 | m² | 0.42 | m² | 2021M20141 | Sphera | 2026 | 200 | g/m2 | [7 empty] | 0.16 | m2 | [11 empty] | A157 | [5 empty] | FALSE
Ext. & Int. Wall & Roof Barrier, sheet / Rothoblaas / Clima Control Net 160 / Moisture-variable / 0.5 mm | Ext. & Int. Wall & Roof Barrier, sheet | Rothoblaas | Clima Control Net 160 / Moisture-variable | 0.5 mm |  |  |  | EU | 2024-01-27 | 0.9 | m² | 0.94 | m² | 2021M20141 | Sphera | 2026 | 160 | g/m2 | [7 empty] | 0 | [12 empty] | A158 | [5 empty] | FALSE
Ext. & Int. Wall & Roof Barrier, sheet / Rothoblaas / Traspir EVO 160 / 12.3 Perms / 0.5 mm | Ext. & Int. Wall & Roof Barrier, sheet | Rothoblaas | Traspir EVO 160 / 12.3 Perms | 0.5 mm |  |  |  | EU | 2024-01-27 | 0.6 | m² | 0.63 | m² | 2021M20141 | Sphera | 2026 | 160 | g/m2 | [7 empty] | 0 | [12 empty] | A159 | [5 empty] | FALSE
Ext. & Int. Wall & Roof Barrier, sheet / Rothoblaas / Traspir Vapor 225 / Non-permeable / 0.8 mm | Ext. & Int. Wall & Roof Barrier, sheet | Rothoblaas | Traspir Vapor 225 / Non-permeable | 0.8 mm |  |  |  | EU | 2024-01-27 | 0.7 | m² | 0.70 | m² | 2021M20141 | Sphera | 2026 | 225 | g/m2 | [7 empty] | 0 | [12 empty] | A160 | [5 empty] | FALSE
Ext. & Int. Wall Barrier, sheet / Rothoblaas / Traspir 110 / 101 Perms / 0.4 mm | Ext. & Int. Wall Barrier, sheet | Rothoblaas | Traspir 110 / 101 Perms | 0.4 mm |  |  |  | EU | 2024-01-27 | 0.3 | m² | 0.32 | m² | 2021M20141 | Sphera | 2026 | 112 | g/m2 | [7 empty] | 0 | [12 empty] | A161 | [5 empty] | FALSE
Ext. & Int. Wall Barrier, sheet / Rothoblaas / Traspir EVO UV 210 / 41.7 Perms / 0.3 mm | Ext. & Int. Wall Barrier, sheet | Rothoblaas | Traspir EVO UV 210 / 41.7 Perms | 0.3 mm |  |  |  | EU | 2024-01-27 | 1.4 | m² | 1.37 | m² | 2021M20141 | Sphera | 2026 | 210 | g/m2 | [7 empty] | 0 | [12 empty] | A162 | [5 empty] | FALSE
Ext. Roof Barrier, sheet / Rothoblaas / Traspir Weld EVO 360 / 17.5 Perms / 1.0 mm | Ext. Roof Barrier, sheet | Rothoblaas | Traspir Weld EVO 360 / 17.5 Perms | 1.0 mm |  |  |  | EU | 2024-01-27 | 1.6 | m² | 1.58 | m² | 2021M20141 | Sphera | 2026 | 360 | g/m2 | [7 empty] | 0 | [12 empty] | A163 | [5 empty] | FALSE
Ext. Wall & Roof Barrier, adhesive / Partel / Exoperm Mono SA 250 / Permeable / | Ext. Wall & Roof Barrier, adhesive | Partel | Exoperm Mono SA 250 / Permeable |  |  |  |  | EU | 2024-01-28 | 0.8 | m² | 0.81 | m² | EPDIE-22-84 | Irish Green Building Council | 2027 | 250 | g/m2 | [7 empty] | 0 | [12 empty] | A164 | [5 empty] | FALSE
Ext. Wall & Roof Barrier, liquid applied / Carlisle / Barrithane VP / 11.1 Perms / 40 mils | Ext. Wall & Roof Barrier, liquid applied | Carlisle | Barrithane VP / 11.1 Perms | 40 mils |  |  |  | US | 2024-01-27 | 5.2 | m² | 5.18 | m² | EPD10568 | NSF | 2026 | 1.498 | m2/kg | [7 empty] | 0 | [12 empty] | A165 | [5 empty] | FALSE
Ext. Wall & Roof Barrier, sheet / Dupont / Tyvek Monolayer 60 / Permeable / | Ext. Wall & Roof Barrier, sheet | Dupont | Tyvek Monolayer 60 / Permeable |  |  |  |  | EU | 2024-01-20 | 0.3 | m2 | 0.28 | m2 | EPD-DUP-20210183-IBC1-EN | IBU | 2026 | 0.058 | kg/m2 | [7 empty] | 0 | [12 empty] | A166 | [5 empty] | FALSE
Ext. Wall & Roof Barrier, sheet / Partel / Exoperm Mono 150 / Permeable / | Ext. Wall & Roof Barrier, sheet | Partel | Exoperm Mono 150 / Permeable |  |  |  |  | EU | 2024-01-28 | 0.5 | m² | 0.54 | m² | EPDIE-22-84 | Irish Green Building Council | 2027 | 150 | g/m2 | [7 empty] | 0 | [12 empty] | A167 | [5 empty] | FALSE
Ext. Wall barrier, adhesive / GCP / Perm-a-Barrier / Non-permeable / 1 mm | Ext. Wall barrier, adhesive | GCP | Perm-a-Barrier / Non-permeable | 1 mm |  |  |  | US | 2024-01-27 | 1.94 | m² | 1.94 | m² | EPD10787 | NSF | 2027 | [9 empty] | 0 | [12 empty] | A168 | [5 empty] | FALSE
Ext. Wall Barrier, adhesive / Soprema / Sopraseal Stick 1100 T / Non-permeable / 1.0 mm | Ext. Wall Barrier, adhesive | Soprema | Sopraseal Stick 1100 T / Non-permeable | 1.0 mm |  |  |  | CA | 2024-01-28 | 1.9 | m² | 1.93 | m² | EPD 509 | ASTM | 2028 | 0.975 | kg/m2 | [7 empty] | 0 | [12 empty] | A169 | [5 empty] | FALSE
Ext. Wall Barrier, adhesive / Soprema / Sopraseal Stick VP / 11-17 Perms / 0.6 mm | Ext. Wall Barrier, adhesive | Soprema | Sopraseal Stick VP / 11-17 Perms | 0.6 mm |  |  |  | CA | 2024-01-28 | 1.2 | m² | 1.17 | m² | EPD 512 | ASTM | 2028 | 0.346 | kg/m2 | [7 empty] | 0 | [12 empty] | A170 | [5 empty] | FALSE
Ext. Wall Barrier, adhesive / Soprema / Soprasolin HD / Non-permeable / 1.0 mm | Ext. Wall Barrier, adhesive | Soprema | Soprasolin HD / Non-permeable | 1.0 mm |  |  |  | CA | 2024-01-28 | 1.9 | m² | 1.92 | m² | EPD 509 | ASTM | 2028 | 1.025 | kg/m2 | [7 empty] | 0 | [12 empty] | A171 | [5 empty] | FALSE
Ext. Wall Barrier, adhesive / Soprema / SOPRAVAP'R / Non-permeable / 0.8 mm | Ext. Wall Barrier, adhesive | Soprema | SOPRAVAP'R / Non-permeable | 0.8 mm |  |  |  | CA | 2024-01-28 | 1.5 | m² | 1.52 | m² | EPD 509 | ASTM | 2028 | 0.763 | kg/m2 | [7 empty] | 0 | [12 empty] | A172 | [5 empty] | FALSE
Ext. Wall barrier, liquid applied / GCP / Perm-a-Barrier NPL 10 / Non-permeable / 1 mm | Ext. Wall barrier, liquid applied | GCP | Perm-a-Barrier NPL 10 / Non-permeable | 1 mm |  |  |  | US | 2024-01-27 | 4.8 | m² | 4.80 | m² | EPD10786 | NSF | 2027-09-26 | 1.4 | g/cm3 | [7 empty] | 0 | [9 empty] | 0.001 |  |  | A173 | [5 empty] | FALSE
Ext. Wall barrier, liquid applied / GCP / Perm-a-Barrier VPL / 20 Perms / 0.64 mm | Ext. Wall barrier, liquid applied | GCP | Perm-a-Barrier VPL / 20 Perms | 0.64 mm |  |  |  | US | 2024-01-27 | 4.01 | m² | 4.01 | m² | EPD10786 | NSF | 2027-09-26 | 1.4 | g/cm3 | [7 empty] | 0 | [9 empty] | 0.001 |  |  | A174 | [5 empty] | FALSE
Ext. Wall barrier, liquid applied / GCP / Perm-a-Barrier VPL 50 RS / 13 Perms / 0.51 mm | Ext. Wall barrier, liquid applied | GCP | Perm-a-Barrier VPL 50 RS / 13 Perms | 0.51 mm |  |  |  | US | 2024-01-27 | 1.53 | m² | 1.53 | m² | EPD10786 | NSF | 2027-09-26 | 1.4 | g/cm3 | [7 empty] | 0 | [9 empty] | 0.001 |  |  | A175 | [5 empty] | FALSE
Ext. Wall barrier, sheet / GCP / Perm-a-Barrier NPS / Non-permeable / 0.46 mm | Ext. Wall barrier, sheet | GCP | Perm-a-Barrier NPS / Non-permeable | 0.46 mm |  |  |  | US | 2024-01-27 | 1.12 | m² | 1.12 | m² | EPD10786 | NSF | 2027-09-26 | 1.4 | g/cm3 | [7 empty] | 0 | [9 empty] | 0.001 |  |  | A176 | [5 empty] | FALSE
Ext. Wall Barrier, liquid applied / Soprema / Sopraseal LM 200 S / 0.6 Perm / | Ext. Wall Barrier, liquid applied | Soprema | Sopraseal LM 200 S / 0.6 Perm |  |  |  |  | CA | 2024-01-28 | 9.3 | m² | 9.27 | m² | EPD 508 | ASTM | 2028 | 2.014 | kg/m2 | [7 empty] | 0 | [12 empty] | A177 | [5 empty] | FALSE
Ext. Wall Barrier, liquid applied / Soprema / SOPRASEAL LM 204 VP / 10-17 Perms / 0.6 mm | Ext. Wall Barrier, liquid applied | Soprema | SOPRASEAL LM 204 VP / 10-17 Perms | 0.6 mm |  |  |  | CA | 2024-01-28 | 3.0 | m² | 2.99 | m² | EPD 552 | ASTM | 2028 | 0.569 | kg/m2 | [7 empty] | 0 | [12 empty] | A178 | [5 empty] | FALSE
Ext. Waterproofing Barrier, adhesive / Carlisle / MiraPLY V / | Ext. Waterproofing Barrier, adhesive | Carlisle | MiraPLY V |  |  |  |  | US | 2024-01-27 | 8.6 | m² | 8.55 | m² | EPD10572 | NSF | 2026 | 0.471 | m2/kg | [7 empty] | 0 | [12 empty] | A179 | [5 empty] | FALSE
Ext. Waterproofing Barrier, liquid applied / Carlisle / MiraSEAL & MiraTITE / | Ext. Waterproofing Barrier, liquid applied | Carlisle | MiraSEAL & MiraTITE |  |  |  |  | US | 2024-01-27 | 8.4 | m² | 8.37 | m² | EPD10568 | NSF | 2026 | 0.484 | m2/kg | [7 empty] | 0 | [12 empty] | A180 | [5 empty] | FALSE
Int. Wall & Ceiling Barrier, sheet / Partel / IZOPERM PLUS / Non-permeable / | Int. Wall & Ceiling Barrier, sheet | Partel | IZOPERM PLUS / Non-permeable |  |  |  |  | EU | 2024-01-28 | 0.4 | m² | 0.42 | m² | EPDIE-22-83 | Irish Green Building Council | 2027 | 120 | g/m2 | [7 empty] | 0 | [12 empty] | A181 | [5 empty] | FALSE
Int. Wall & Ceiling Barrier, sheet / Partel / VARA PLUS / Moisture-variable / | Int. Wall & Ceiling Barrier, sheet | Partel | VARA PLUS / Moisture-variable |  |  |  |  | EU | 2024-01-28 | 0.4 | m² | 0.37 | m² | EPDIE-22-83 | Irish Green Building Council | 2027 | 120 | g/m2 | [7 empty] | 0 | [12 empty] | A182 | [5 empty] | FALSE
Int. Wall & Ceiling Barrier, sheet / Rothoblaas / Clima Control 80 / Moisture-variable / 0.22 mm | Int. Wall & Ceiling Barrier, sheet | Rothoblaas | Clima Control 80 / Moisture-variable | 0.22 mm |  |  |  | EU | 2024-01-27 | 0.7 | m² | 0.74 | m² | 2021M20141 | Sphera | 2026 | 80 | g/m2 | [7 empty] | 0 | [12 empty] | A183 | [5 empty] | FALSE
Int. Wall & Ceiling Barrier, sheet / Rothoblaas / Vapor in NET 140 / Non-permeable / 0.15 mm | Int. Wall & Ceiling Barrier, sheet | Rothoblaas | Vapor in NET 140 / Non-permeable | 0.15 mm |  |  |  | EU | 2024-01-27 | 0.4 | m² | 0.45 | m² | 2021M20141 | Sphera | 2026 | 140 | g/m2 | [7 empty] | 0 | [12 empty] | A184 | [5 empty] | FALSE
Int. Wall & Ceiling Barrier, sheet / SIGA / Majrex 200 / Moisture-variable / | Int. Wall & Ceiling Barrier, sheet | SIGA | Majrex 200 / Moisture-variable |  |  |  |  | EU | 2024-01-27 | 1.2 | m² | 1.21 | m2 | EPD-SIG-20220185-CBA1-EN | IBU | 2027 | 0.15 | kg/m2 | [7 empty] | 0 | [12 empty] | A185 | [5 empty] | FALSE
Barrier, sheet / / Polyethylene sheet / 10 mil | Barrier, sheet |  | Polyethylene sheet | 10 mil |  |  |  | US & CA | 2024-01-20 | 0.6 | m2 | 0.61 | m2 | From ICE Database V3 |  | NA | 0.233 | kg/m2 | [7 empty] | 0 | [12 empty] | A186 | [5 empty] | FALSE
Barrier, sheet / / Polyethylene sheet / 6 mil | Barrier, sheet |  | Polyethylene sheet | 6 mil |  |  |  | US & CA | 2024-01-20 | 0.4 | m2 | 0.38 | m2 | From ICE Database V3 |  | NA | 0.147 | kg/m2 | [7 empty] | 0 | [12 empty] | A187 | [5 empty] | FALSE
Mineral wool batt / Owens Corning / Thermafiber SAFB (4pcf), Versaboard 40 / R 3.7-inch | Mineral wool batt | Owens Corning | Thermafiber SAFB (4pcf), Versaboard 40 | R 3.7-inch |  |  |  | US | 2025-03-24 | 1.69 | m2•RSI | 1.69 | m2•RSI | 4790011847.101.2 | UL Environment | 2026-10-01 | 40 | kg/m3 | 2.5 | pcf | 3.7 | 0.0389787027 |  |  |  | 0 | [12 empty] | A188 | [5 empty] | FALSE
Mineral wool batt / Owens Corning / UltraBatt - Fire and Sound guard Plus R-15, R-30 / R 4.2-inch | Mineral wool batt | Owens Corning | UltraBatt - Fire and Sound guard Plus R-15, R-30 | R 4.2-inch |  |  |  | US | 2025-03-26 | 1.17 | m2•RSI | 1.17 | m2•RSI | 4790011847.101.2 | UL Environment | 2026-10-01 |  |  |  |  | 4.20000 | 0.0343384 |  |  |  | 0 | [12 empty] | A189 | [5 empty] | FALSE
Mineral wool batt / Owens Corning / UltraBatt - Fire and Sound guard Plus R-23 / R 4.2-inch | Mineral wool batt | Owens Corning | UltraBatt - Fire and Sound guard Plus R-23 | R 4.2-inch |  |  |  | US | 2025-03-27 | 1.09 | m2•RSI | 1.09 | m2•RSI | 4790011847.101.2 | UL Environment | 2026-10-01 |  |  |  |  | 4.18000 | 0.0345027 |  |  |  | 0 | [12 empty] | A190 | [5 empty] | FALSE
Mineral wool batt / Owens Corning / UltraBatt - Fire and Sound guard Plus R-24 / R 4.0-inch | Mineral wool batt | Owens Corning | UltraBatt - Fire and Sound guard Plus R-24 | R 4.0-inch |  |  |  | US | 2025-03-28 | 1.25 | m2•RSI | 1.25 | m2•RSI | 4790011847.101.2 | UL Environment | 2026-10-01 |  |  |  |  | 4.00000 | 0.0360553 |  |  |  | 0 | [12 empty] | A191 | [5 empty] | FALSE
Mineral wool board / Owens Corning / Thermafiber RainBarrier ci 80 / R 4.2-inch | Mineral wool board | Owens Corning | Thermafiber RainBarrier ci 80 | R 4.2-inch |  |  |  | US | 2025-03-29 | 2.84 | m2•RSI | 2.84 | m2•RSI | 4790011847.101.2 | UL Environment | 2026-10-01 |  |  |  |  | 4.2 | 0.03433838095 |  |  |  | 0 | [12 empty] | A192 | [5 empty] | FALSE
Mineral wool board / Owens Corning / Thermafiber RainBarrier ci HC 140 / R 4.2-inch | Mineral wool board | Owens Corning | Thermafiber RainBarrier ci HC 140 | R 4.2-inch |  |  |  | US | 2025-03-30 | 4.18 | m2•RSI | 4.18 | m2•RSI | 4790011847.101.2 | UL Environment | 2026-10-01 |  |  |  |  | 4.2 | 0.03433838095 |  |  |  | 0 | [12 empty] | A193 | [5 empty] | FALSE
Mineral wool board / Owens Corning / Thermafiber RainBarrier ci HC 110 / R 4.3-inch | Mineral wool board | Owens Corning | Thermafiber RainBarrier ci HC 110 | R 4.3-inch |  |  |  | US | 2025-03-31 | 3.19 | m2•RSI | 3.19 | m2•RSI | 4790011847.101.2 | UL Environment | 2026-10-01 |  |  |  |  | 4.3 | 0.03353981395 |  |  |  | 0 | [12 empty] | A194 | [5 empty] | FALSE
Mineral wool batt / Rockwool / ComfortBatt R-23 / R 4.2-inch | Mineral wool batt | Rockwool | ComfortBatt R-23 | R 4.2-inch |  |  |  | US & CA | 2025-03-24 | 1.60 | m2•RSI | 1.60 | m2•RSI | 4790711618.101.2 | UL Environment | 2030-02-24 |  |  |  |  | 4.18 | 0.0345027 |  |  |  | 0 | [12 empty] | A195 | [5 empty] | FALSE
Mineral wool batt / Rockwool / ComfortBatt R-24 (Steel Studs) / R 4.0-inch | Mineral wool batt | Rockwool | ComfortBatt R-24 (Steel Studs) | R 4.0-inch |  |  |  | US & CA | 2025-03-24 | 1.42 | m2•RSI | 1.42 | m2•RSI | 4790711618.101.2 | UL Environment | 2030-02-24 |  |  |  |  | 4.00 | 0.0360553 |  |  |  | 0 | [12 empty] | A196 | [5 empty] | FALSE
Mineral wool batt / Rockwool / ComfortBatt R-24 (Wood Studs) / R 4.4-inch | Mineral wool batt | Rockwool | ComfortBatt R-24 (Wood Studs) | R 4.4-inch |  |  |  | US & CA | 2025-03-24 | 1.88 | m2•RSI | 1.88 | m2•RSI | 4790711618.101.2 | UL Environment | 2030-02-24 |  |  |  |  | 4.40 | 0.0327775 |  |  |  | 0 | [12 empty] | A197 | [5 empty] | FALSE
Mineral wool board / Rockwool / Cavityrock / R 4.3-inch | Mineral wool board | Rockwool | Cavityrock | R 4.3-inch |  |  |  | US & CA | 2025-03-24 | 2.37 | m2•RSI | 2.37 | m2•RSI | 4790711618.101.2 | UL Environment | 2030-02-24 |  |  |  |  | 4.30 | 0.03353981395 |  |  |  | 0 | [12 empty] | A198 | [5 empty] | FALSE
Mineral wool board / Rockwool / Comfortboard 110 / R 4.0-inch | Mineral wool board | Rockwool | Comfortboard 110 | R 4.0-inch |  |  |  | US & CA | 2025-03-24 | 6.54 | m2•RSI | 6.54 | m2•RSI | 4790711618.101.2 | UL Environment | 2030-02-24 |  |  |  |  | 4.00 | 0.0360553 |  |  |  | 0 | [12 empty] | A199 | [5 empty] | FALSE
Mineral wool board / Rockwool / Comfortboard 80 / R 4.2-inch | Mineral wool board | Rockwool | Comfortboard 80 | R 4.2-inch |  |  |  | US & CA | 2025-03-24 | 4.44 | m2•RSI | 4.44 | m2•RSI | 4790711618.101.2 | UL Environment | 2030-02-24 | 128 | kg/m3 |  |  | 4.20 | 0.03433838095 |  |  |  | 0 | [12 empty] | A200 | [5 empty] | FALSE
Mineral wool board / Rockwool / Toprock DD / R 4.3-inch | Mineral wool board | Rockwool | Toprock DD | R 4.3-inch |  |  |  | US & CA | 2025-03-24 | 6.32 | m2•RSI | 6.32 | m2•RSI | 4790711618.101.2 | UL Environment | 2030-02-24 |  |  |  |  | 4.30 | 0.03353981395 |  |  |  | 0 | [12 empty] | A201 | [5 empty] | FALSE
Mineral wool batt / Rockwool / Safe'n'Sound / R 4.0-inch | Mineral wool batt | Rockwool | Safe'n'Sound | R 4.0-inch |  |  |  | US & CA | 2025-03-24 | 1.49 | m2•RSI | 1.49 | m2•RSI | 4790711618.101.2 | UL Environment | 2030-02-24 |  |  | 2.64000 | RSI (m2K/W) | 4.00 | 0.0360553 |  |  |  | 0 | [8 empty] | 0.089 |  |  |  | A202 | [5 empty] | FALSE
Foam glass aggregate / Foamit group / / 191 kg/m3, 10-60 mm, R 1,5/inch | Foam glass aggregate | Foamit group |  | 191 kg/m3, 10-60 mm, R 1,5/inch |  |  |  | EU | 2025-04-10 | 34.6 | m3 | 3.3562 | m2•RSI | S-P-07075 | The International EPD® System | 2027 | 191 | kg/m3 |  |  | 1.4868 | 0.097 | W/(mK) |  |  | 0 | [12 empty] | A203 | [5 empty] | FALSE
Luxury vinyl tile / Resilient Floor Covering Institute / Looselay Flooring / 4.5 - 6mm | Luxury vinyl tile | Resilient Floor Covering Institute | Looselay Flooring | 4.5 - 6mm |  |  | Includes: AHF, Gerflor, HMTX, Karndean, Mohawk Group, NOX Corp, ROPPE, Shaw floors |  | 2025-04-10 | 11.635 | m² | 11.635 | m² | SCS-EPD-10147 | SCS Global | 2029 | 10.37 | kg/m2 | [7 empty] | 0 | [12 empty] | A204 | [5 empty] | FALSE
Luxury vinyl tile / Resilient Floor Covering Institute / Gluedown / 1.5 - 4.5mm | Luxury vinyl tile | Resilient Floor Covering Institute | Gluedown | 1.5 - 4.5mm |  |  | Includes: AHF, American Biltrite, Beauflor, Flexco, HMTX, Karndean, , Mannington, Nox, Roppe, Shaw floors, Six Degrees. |  | 2025-04-10 | 9.747 | m² | 9.747 | m² | SCS-EPD-10146 | SCS Global | 2029 | 4.79 | kg/m2 | [7 empty] | 0 | [12 empty] | A205 | [5 empty] | FALSE
Vinyl flooring / Resilient Floor Covering Institute / Heterogeneous sheet / 2mm | Vinyl flooring | Resilient Floor Covering Institute | Heterogeneous sheet | 2mm |  |  | Includes: AHF, Beauflor, Congeoleum, Gerflor, HMTX, Lonseal, Mannington, Mohawk Group, Shaw floors. |  | 2025-04-10 | 5.872 | m² | 5.872 | m² | SCS-EPD-10144 | SCS Global | 2029 | 2.81 | kg/m2 | [7 empty] | 0 | [12 empty] | A206 | [5 empty] | FALSE
SIP panels - EPS foam & OSB / SIPA / R-15 4.5" panel | SIP panels - EPS foam & OSB | SIPA | Includes: ACME Panel, Enercept, Extreme Panel Technologies, FischerSIPS, Insulspan, Lamit, PorterCorp, Preflex, Premier Building Systems, Thermafoam R-Control, Urban Industries | R-15 4.5" panel |  |  |  | US & CA | 2025-05-15 | 18.75 | m2 | 18.75 | m2 | HUB-2458 | EPD Hub | 2029 | 17.815 | kg/m2 at R defined |  |  |  |  | 23.95 | 0.925 | 0.5 | 21.555 | m2 |  |  |  | 28.54 | 21.555 | m2 | [5 empty] | A207 | [5 empty] | FALSE
SIP panels - EPS foam & OSB / SIPA / R-23 6.5" panel | SIP panels - EPS foam & OSB | SIPA | Includes: ACME Panel, Enercept, Extreme Panel Technologies, FischerSIPS, Insulspan, Lamit, PorterCorp, Preflex, Premier Building Systems, Thermafoam R-Control, Urban Industries | R-23 6.5" panel |  |  |  | US & CA | 2025-05-15 | 23.29 | m2 | 23.29 | m2 | HUB-2458 | EPD Hub | 2029 | 18.643 | kg/m2 at R defined |  |  |  |  | 23.95 | 0.925 | 0.5 | 21.555 | m2 |  |  |  |  | 21.555 | m2 | [5 empty] | A208 | [5 empty] | FALSE
SIP panels - EPS foam & OSB / SIPA / R-30 8.25" panel | SIP panels - EPS foam & OSB | SIPA | Includes: ACME Panel, Enercept, Extreme Panel Technologies, FischerSIPS, Insulspan, Lamit, PorterCorp, Preflex, Premier Building Systems, Thermafoam R-Control, Urban Industries | R-30 8.25" panel |  |  |  | US & CA | 2025-05-15 | 26.68 | m2 | 26.68 | m2 | HUB-2458 | EPD Hub | 2029 | 19.368 | kg/m2 at R defined |  |  |  |  | 23.95 | 0.925 | 0.5 | 21.555 | m2 |  |  |  |  | 21.555 | m2 | [5 empty] | A209 | [5 empty] | FALSE
SIP panels - EPS foam & OSB / SIPA / R-38 10.25" panel | SIP panels - EPS foam & OSB | SIPA | Includes: ACME Panel, Enercept, Extreme Panel Technologies, FischerSIPS, Insulspan, Lamit, PorterCorp, Preflex, Premier Building Systems, Thermafoam R-Control, Urban Industries | R-38 10.25" panel |  |  |  | US & CA | 2025-05-15 | 30.59 | m2 | 30.59 | m2 | HUB-2458 | EPD Hub | 2029 | 20.196 | kg/m2 at R defined |  |  |  |  | 23.95 | 0.925 | 0.5 | 21.555 | m2 |  |  |  |  | 21.555 | m2 | [5 empty] | A210 | [5 empty] | FALSE
SIP panels - EPS foam & OSB / SIPA / R-45 12.25" panel | SIP panels - EPS foam & OSB | SIPA | Includes: ACME Panel, Enercept, Extreme Panel Technologies, FischerSIPS, Insulspan, Lamit, PorterCorp, Preflex, Premier Building Systems, Thermafoam R-Control, Urban Industries | R-45 12.25" panel |  |  |  | US & CA | 2025-05-15 | 34.45 | m2 | 34.45 | m2 | HUB-2458 | EPD Hub | 2029 | 21.024 | kg/m2 at R defined |  |  |  |  | 23.95 | 0.925 | 0.5 | 21.555 | m2 |  |  |  |  | 21.555 | m2 | [5 empty] | A211 | [5 empty] | FALSE
© His Majesty the king in Right of Canada, as represented by the Minister of Natural Resources, 2025 © Sa Majesté le Roi du chef du Canada, représentée par le ministre de Ressources naturelles, 2025
Note on AS1: Biogenic Storage Adjustment Factor Facteur d'ajustement du stockage biogénique
Note on AT1: Does the province in the USER INPUT SHEET match ones of the provinces?
Note on C80: Erik Bowden: Canadian Ready-Mixed Concrete Association
Note on C98: Erik Bowden: National Ready-Mixed Concrete Association
Note on A219: Hajir H: The brand used to be "Includes: Agway, Bailey, Behlen, Canam,DASS, DCM, Duchesne, EB, Exsteel, Ideal Roofing, Imperial, LKME, Manugypse, Metal Up, Scotia, Steel Tile Co, Steelway, Trebor, Vicwest, Vulcraft, Westform, Westman" but it got removed because it was too long (Mar 2025)
Note on AA441: According to the answer ti question Q26-9 in the FAQ document, we added Storage Long Cycle to this cell

## Composite Master Sheet (hidden)
Composite Product | Composite Emissions co2 | Composite Storage CO2/m2 | Unit | Material1 | Incoming Unit | M1 Emission | M1 Storage | Material2 | Incoming Unit | M2 Emission | M2 Storage | Material3 | Incoming Unit | M3 Emission | M3 Storage | Material4 | Incoming Unit | M4 Emission | M4 Storage | Material5 | Incoming Unit | M5 Emission | M5 Storage | Notes | Product ID of Material1 | Product ID of Material2 | Product ID of Material3 | Product ID of Material4 | Product ID of Material5 | About the table on the right >> | Product ID | Row # | Product's province | Does proudct match province
EPS FOAM ICF R-23, 2 Sheets of 2.75" @ R4/in., 15M rebar (6" CONCRETE CORE must be added separately) | 22.8392 | 0 | m2 | EPS foam board / EPS Industry Alliance / / R 4.0/inch, Type II, 15 psi (100 kPa) | m2 RSI 1 | 13.2926 | 0 | Polypropylene ICF webbing / / / | m2 | 5.122 | 0 | Rebar / Concrete Reinforcing Steel Institute / Canadian sizes -98% recycled, EAF / 15M | m | 4.4246 | 0 | [8 empty] | Fill volume of concrete: 0.15875 m3/m2 of wall area | A29 | 171 | A105 |  |  |  | 248-1 | 407 | British Columbia, Colombie-Britannique, Yukon | FALSE
(ARCHIVED 2025) SIP PANEL - R23 6.5" - EPS 5.5" @ R4/in. core, 2 sheets 1/2" OSB | 20.7688 | 24.9155 | m2 | (ARCHIVED 2025) EPS foam board / EPS Industry Alliance / / R 4/inch, Type II, 15 psi (Type 2, 110 kPa) | m2 RSI 1 | 14.6073 | 0 | (ARCHIVED 2026) OSB sheathing / American Wood Council & Canadian Wood Council / / 1/2" | m2 | 6.1615 | 24.9155 | [13 empty] | 94 | 154 |  |  |  |  | 248-2 | 408 | Alberta, Saskatchewan | TRUE
(ARCHIVED 2025) SIP PANEL - R30 8.25" - EPS 7.25" @ R4/in. core, 2 sheets 1/2" OSB | 25.4166 | 24.9155 | m2 | (ARCHIVED 2025) EPS foam board / EPS Industry Alliance / / R 4/inch, Type II, 15 psi (Type 2, 110 kPa) | m2 RSI 1 | 19.255 | 0 | (ARCHIVED 2026) OSB sheathing / American Wood Council & Canadian Wood Council / / 1/2" | m2 | 6.1615 | 24.9155 | [13 empty] | 94 | 154 |  |  |  |  | 248-3 | 409 | Ontario, Manitoba, Northwest Territories, Territoires du Nord-Ouest, Nunavut | FALSE
(ARCHIVED 2025) SIP PANEL - R38 10.5" - EPS 9.5" @ R4/in. core, 2 sheets 1/2" OSB | 31.3922 | 24.9155 | m2 | (ARCHIVED 2025) EPS foam board / EPS Industry Alliance / / R 4/inch, Type II, 15 psi (Type 2, 110 kPa) | m2 RSI 1 | 25.2307 | 0 | (ARCHIVED 2026) OSB sheathing / American Wood Council & Canadian Wood Council / / 1/2" | m2 | 6.1615 | 24.9155 | [13 empty] | 94 | 154 |  |  |  |  | 248-4 | 410 | Quebec, Québec | FALSE
(ARCHIVED 2025) SIP PANEL - R48 12-7/8" - EPS 11.875" @ R4/in. core, 2 sheets 1/2" OSB | 37.6999 | 24.9155 | m2 | (ARCHIVED 2025) EPS foam board / EPS Industry Alliance / / R 4/inch, Type II, 15 psi (Type 2, 110 kPa) | m2 RSI 1 | 31.5384 | 0 | (ARCHIVED 2026) OSB sheathing / American Wood Council & Canadian Wood Council / / 1/2" | m2 | 6.1615 | 24.9155 | [13 empty] | 94 | 154 |  |  |  |  | 248-5 | 411 | New Brunswick, Nouveau-Brunswick | FALSE
WOOD CHIP CEMENT ICF 12" R-22 with MINERAL WOOL INSERTS, (3 in. @ R4.2/in.), 15M REBAR | 95.6869 | 52.974 | m2 | Wood chip cement ICF / Nexcem, Faswall / / 12" R22 block | m2 | 76.1281 | 52.974 | Mineral wool board - heavy density / NAIMA / Owens Corning, Johns Manville, Rolan / R 4.4/inch | m2 RSI 1 | 15.1342 | 0 | Rebar / Concrete Reinforcing Steel Institute / Canadian sizes -98% recycled, EAF / 15M | m | 4.4246 | 0 | [8 empty] | Fill volume of concrete: 0.105 m3/m2 of wall area | 236 | A75 | A105 |  |  |  | 248-6 | 412 | Newfoundland and Labrador, Terre-Neuve-et-Labrador, Prince Edward Island, Île-du-Prince-Édouard, Nova Scotia, Nouvelle-Écosse | FALSE
WOOD CHIP CEMENT ICF 14" R-28 with MINERAL WOOL INSERTS (5 in. @ R4.2/in.), 15M REBAR | 113.7898 | 58.5502 | m2 | Wood chip cement ICF / Nexcem, Faswall / / 14" R28 block | m2 | 84.1416 | 58.5502 | Mineral wool board - heavy density / NAIMA / Owens Corning, Johns Manville, Rolan / R 4.4/inch | m2 RSI 1 | 25.2237 | 0 | Rebar / Concrete Reinforcing Steel Institute / Canadian sizes -98% recycled, EAF / 15M | m | 4.4246 | 0 | [8 empty] | Fill volume of concrete: 0.098 m3/m2 of wall area | 237 | A75 | A105
WOOD CHIP CEMENT ICF 12" R-21 with CORK BOARD INSERTS (3 in. @ R4/in.), 15M REBAR | 87.5523 | 73.6988 | m2 | Wood chip cement ICF / Nexcem, Faswall / / 12" R22 block | m2 | 76.1281 | 52.974 | Cork board insulation / Amorim / Expanded Insulation Corkboard (ICB) / R3.6-inch, 115 kg/m3 | m2 RSI 1 | 6.9996 | 20.7248 | Rebar / Concrete Reinforcing Steel Institute / Canadian sizes -98% recycled, EAF / 15M | m | 4.4246 | 0 | [8 empty] | Fill volume of concrete: 0.105 m3/m2 of wall area | 236 | A21 | A105
WOOD CHIP CEMENT ICF 14" R-27 with CORK BOARD INSERTS (5 in. @ R4/in.), 15M REBAR | 100.2323 | 93.0916 | m2 | Wood chip cement ICF / Nexcem, Faswall / / 14" R28 block | m2 | 84.1416 | 58.5502 | Cork board insulation / Amorim / Expanded Insulation Corkboard (ICB) / R3.6-inch, 115 kg/m3 | m2 RSI 1 | 11.6661 | 34.5413 | Rebar / Concrete Reinforcing Steel Institute / Canadian sizes -98% recycled, EAF / 15M | m | 4.4246 | 0 | [8 empty] | Fill volume of concrete: 0.098 m3/m2 of wall area | 237 | A21 | A105
TREATED WOOD FOUNDATION - 2x8 framing @ 16" OC, 3/4" plywood sheathing | 8.5353 | 103.3843 | m2 | Wood - SPF / Canadian Wood Council / Alberta / | m3 | 2.6241 | 69.6087 | Plywood / Canadian Wood Council / / 3/4" | m2 | 4.3053 | 33.7756 | ACQ wood treatment / / / | m2 | 1.6059 | 0 | [9 empty] | 248-2 | 161 | 1
WOOD FRAME with STRAW BALE INFILL - 14" R-46, Double 2x4 @ 30" o/c | 2.0269 | 53.7667 | m2 | Wood - SPF / Canadian Wood Council / Alberta / | m3 | 2.0269 | 53.7667 | [17 empty] | 248-2
/ /
/ /
/ /
/ /
/ /
/ /
/ /
|  |  |  | 7/16" | [7 empty] | 0 | m2 at 0.0111 m (1/2") | [5 empty] | 0 | kg/m2 at 7/16" |  |  | #VALUE! | [8 empty] | 0.0127
[23 empty] | 0 | [8 empty] | 0.0127
0.085" Single 7" "Cedar" Shake
/ /
Straw Bale Infill
/ /
/ /
R-22 BLOCK - 2 LAYERS 2.75" EPS FOAM with 6.25" CONCRETE CORE | from Composite Master Sheet
from Composite Master Sheet
from Composite Master Sheet
from Composite Master Sheet
from Composite Master Sheet
© His Majesty the king in Right of Canada, as represented by the Minister of Natural Resources, 2025
© Sa Majesté le Roi du chef du Canada, représentée par le ministre de Ressources naturelles, 2025
Note on AG1: Product "Wood - SPF / Canadian Wood Council" has a different version for each province. Last column in this table indicates which product belongs to the selected province.
Note on AK1: The default value (if no province is selected) is the first row which is British Columbia
Note on A3: Hajir H: This is archived as of 2025. Instead, new SIP panels are added to the Master sheet.
Note on A4: Hajir H: This is archived as of 2025. Instead, new SIP panels are added to the Master sheet.
Note on A5: Hajir H: This is archived as of 2025. Instead, new SIP panels are added to the Master sheet.
Note on A6: Hajir H: This is archived as of 2025. Instead, new SIP panels are added to the Master sheet.

## Windows Methodology (hidden)
UEC of Windows - Study
Builders for Climate Action
Window Type | ICE value | Tally value (no bioC storage) | Tally value (with bio C storage) | Bio C storage | Wood using SFP GWP factor | Notes
glazing only 3-pane |  | 41.4678 |  |  |  | glazing is ~78% of total in a wood frame unit
Cladding only |  | 48.6258 |  |  |  | aluminum extrusion - representative of Marvin, may be larger than other thinner units
Wood frame only 3-pane |  | 21.5816 |  |  | 2.088 | This seems prety close to ICE's numbers - any chance those are for frame only?
Wood Double Pane | 13 | 72.4678 | 54.2499 | 18.2179 | 52.9742 | ICE seems impossibly low. Biogenic C slightly lower than wood frame - this makes sense, small amount of unrecovered emissions balanced off by wood carbon
Wood Triple Pane | 18 | 84.936 | 67.05 | 17.886 | 65.4424 | Bio C calculated by difference, not declared - minor discrepencies in framing btw 2 and 3 pane?
Wood/Metal 2-pane | 43 | 99.2071 | 89.5913 | 9.6157 | 79.7135 | Marvin's approach is extrusion replacing outer wood frame, as opposed to rolled material over wood; hence less wood bio C
Wood/Metal 3-pane | 57 | 111.6752 | 102.3465 | 9.3287 | 92.1816 | Marvin's approach is extrusion replacing outer wood frame, as opposed to rolled material over wood; hence less wood bio C
Vinyl 2-pane | 82 | 85.9047 | n/a |  |  | checks out against ICE, seems about where I'd expect comp to wood only
Vinyl 3-pane | 109 | 98.6689 | n/a |  |  | checks out against ICE, seems about where I'd expect comp to wood only
Fiberglass 2-pane | n/a | 114.2765 | n/a |  |  | Seems about where I'd expect compared to vinyl
Fiberglass 3-pane | n/a | 127.0137 | n/a |  |  | Seems about where I'd expect compared to vinyl
Anderson Fibrex |  | 69.1 | kg/m2
EUROPEAN FIBERGLASS - CLF FORUM
All UEC values kgCO2e A1-A3 per sq m
All windows 3' w x 4' h = 1.11484 m2
Marvin Essential modeled for fiberglass and vinyl frames
Marvin Ultimate modeled for wood and wood with aluminum clad frames
Reverse CO2e calc from our numbers:
SPF framing kg CO2e/m3 | 72 |  | from NA softwood LCA
3-pane wood weight | 11.6 | kg | from Tally
ave softwood density | 400 | kg/m3 | from Engineering Toolbox
calculated approx volume | 0.029 | m3
approximate UEC | 2.088 | kg CO2e | from NA softwood LCA
Tally UEC | 21.5816 | kg CO2e | from GaBi LCI: DE: Wooden frame (EN15804 A1-A3) ts (2017)
Window dimensions:
length | 4.26 | m | from Tally
area: | 7.54 | in2 | gross area per frame (2 sides)
| 0.0048 | m2 | metric conversion
| 0.030672 | m3 | roughly equates to calculated volume above
© His Majesty the king in Right of Canada, as represented by the Minister of Natural Resources, 2025
© Sa Majesté le Roi du chef du Canada, représentée par le ministre de Ressources naturelles, 2025

## Dropdown Lists (hidden)
Thickness | Spacing | Steel Joist Spacing | Roof insulation parallel to… | Automated: User-defined options: VOLUME – m3 | Automated: User-defined options: SURFACE AREA – m2 | Automated: User-defined options: Length - m | Automated: User-defined options: R-Value & Area - m2-RSI | Y/N? | List of Assembly/Component Sheets
in | 16 | 24 | Roof surface | Brick, Clay / Brick Industry Association / US-Canada Industrywide Average / | Asphalt Shingles / Asphalt Roofing Manufacturers Association / Fiberglass Asphalt Shingles / | Helical pier / Generic / / 3" Nominal Pipe, 3.5 x 3/16" (89 x 5.5 mm), 10" Helix, Sched 40 STD Galvanized steel | (ARCHIVED 2026) Aerogel blanket / Aspen Aerogels / / R9.6/inch, White/Grey blanket | Yes | Footings & Slabs
mm | 24 | 36 | Ceiling surface | Concrete / Butler Concrete / Avg of 19 different 25 Mpa mixes / | Asphalt Shingles / Malarkey Roofing / Ecoasis NEX / | Rebar / Concrete Reinforcing Steel Institute / Canadian sizes -98% recycled, EAF / 10M | Cellulose - batt / CMS / R 3.6/inch / EcoCell | No | Foundation Walls
|  |  |  | Concrete - 0-25 MPa, Industry Average Benchmark / CRMCA / Can. Avg. / | Asphalt Shingles / Malarkey Roofing / Ecoasis Premium / | Rebar / Concrete Reinforcing Steel Institute / Canadian sizes -98% recycled, EAF / 15M | Cellulose - dense pack / / R 3.7/inch / Includes AFT, Applegate, Can-Cell, Cell-Pak, Cleanfiber, Climatizer, Fiberlite, Igloo, ICC, Mason City, Nu-Wool, Soprema, Thermo-Kool |  | Structural Elements
|  |  |  | Concrete - 0-25 MPa, 0-14% FA/SL, GU / CRMCA / Can. Avg. / | Asphalt Shingles / Malarkey Roofing / Dura-Seal / | Steel beam / W150x22 (W6x15) / American Institute of Steel Construction | Cellulose - loose fill / / R 3.7/inch / Includes: AFT, Applegate, Can-Cell, Cell-Pak, Cleanfiber, Climatizer, Fiberlite, Igloo, ICC, Mason City, Nu-Wool, Soprema, Thermo-Kool |  | Ext. Walls
|  |  |  | Concrete - 0-25 MPa, 15-29% Fly Ash, GU / CRMCA / Can. Avg. / | Asphalt Shingles / Malarkey Roofing / Highlander NEX / | Steel beam / W200x22 (W8x15) / American Institute of Steel Construction | Cellulose - spray applied / R 3.75/inch / International Cellulose Corp. / K-13, ThermoCon |  | Ext. Wall Systems
|  |  |  | Concrete - 0-25 MPa, 30-40% Fly Ash, GU / CRMCA / Can. Avg. / | Asphalt Shingles / Malarkey Roofing / Legacy / | Steel beam / W200x27 (W8x18) / American Institute of Steel Construction | Cork board insulation / Amorim / Expanded Insulation Corkboard (ICB) / R3.6-inch, 115 kg/m3 |  | Party Walls
|  |  |  | Concrete - 0-25 MPa, 25-34% Slag, GU / CRMCA / Can. Avg. / | Asphalt Shingles / Malarkey Roofing / Vista / | Steel beam / W200x31 (W8x21) / American Institute of Steel Construction | EPS foam board / EPS Industry Alliance / / R 3.6/inch, Type I, 10 psi (70 kPa) |  | Cladding
|  |  |  | Concrete - 0-25 MPa, 35-50% Slag, GU / CRMCA / Can. Avg. / | Asphalt Shingles / Malarkey Roofing / Windsor / | Steel beam / W250x25 (W10x17) / American Institute of Steel Construction | EPS foam board / EPS Industry Alliance / / R 4.0/inch, Type II, 15 psi (100 kPa) |  | Windows
|  |  |  | Concrete - 26-30 MPa, Canadian Benchmark Average / CRMCA / Can. Avg. / | Asphalt Shingles / GAF / Timberline / Timberline | Steel beam / W250x33 (W10x22) / American Institute of Steel Construction | EPS foam board / EPS Industry Alliance / / R 4.2/inch, Type IX, 25 psi (170 kPa) |  | Int. Walls
|  |  |  | Concrete - 26-30 MPa, 0-14% FA/SL, GU / CRMCA / Can. Avg. / | Asphalt Shingles / Owens Corning / Duration / | Steel beam / W250x39 (W10x26) / American Institute of Steel Construction | EPS foam board / EPS Industry Alliance / / R 4.3/inch, Type XV, 60 psi (400 kPa) |  | Floors
|  |  |  | Concrete - 26-30 MPa, 15-29% Fly Ash, GU / CRMCA / Can. Avg. / | Asphalt Shingles / Owens Corning / Oakridge / | Steel beam / W310x33 (W12x22) / American Institute of Steel Construction | EPS foam board with graphite / BASF / Neopor F 5200 Plus / R 4.7-inch, Type IX, 25 psi |  | Ceilings
|  |  |  | Concrete - 26-30 MPa, 30-40% Fly Ash, GU / CRMCA / Can. Avg. / | Asphalt Shingles / Owens Corning / Supreme / | Steel beam / W310x39 (W12x26) / American Institute of Steel Construction | EPS foam board with graphite / BASF / Neopor F 5200 & F 5300 Plus BMB / R 4.7/inch, Type II, 15 psi (Type 2, 110 kPa) |  | Roof
|  |  |  | Concrete - 26-30 MPa, 25-34% Slag, GU / CRMCA / Can. Avg. / | (ARCHIVED 2026) BioBased Tile / Armstrong / BioBased Tile / Non-PVC with BioStride polyester binder, Striations BBT and Migrations BBT | Steel joist, open web / Steel Joist Institute / Includes: Canam Steel, New Millenium Building Systems, Vulcraft/Nucor / 12" 12K3 joist | EPS foam board with graphite / BASF / Neopor F 5200 & F 5300 Plus BMB / R 4.7/inch, Type IX, 25 psi (Type 9, 175 kPa) |  | Garage
|  |  |  | Concrete - 26-30 MPa, 35-50% Slag, GU / CRMCA / Can. Avg. / | Brick, Clay / Mutual Materials / Avg Face Brick (plant Avg) / 3-5/8" x 2-3/4" x 7-5/8" (92 x 70 x 194 mm) incl. 3/8" mortar | Steel post / Generic / / 3.5 x 0.216" (89 x 5.5 mm), Sched 40 STD | EPS foam board with graphite / BASF / Neopor F 5200 Plus / R 4.7/inch, Type II, 15 psi (Type 2, 110 kPa)
|  |  |  | Concrete - 31-35 MPa, Canadian Benchmark Average / CRMCA / Can. Avg. / | Brick, Clay / Mutual Materials / Avg Thin Face Brick, Columbia Plant / 2-1/2" x 5/8" x 7-1/2" (64 x 16 x 190 mm) incl. 3/8" mortar | Wood I-joist / RedBuilt / Red I-45 / 11.875" depth, 1.75 x 1.5" LVL flanges | (ARCHIVED 2026) Fiberglass batt / CertainTeed / Sustainable Insulation / R 3.6/inch
|  |  |  | Concrete - 31-35 MPa, 0-14% FA/SL, GU / CRMCA / Can. Avg. / | Brick, Clay / Interstate / Avg Face Brick / 3-5/8" x 2-3/4" x 7-5/8" (92 x 70 x 194 mm) incl. 3/8" mortar | Wood I-joist / RedBuilt / Red I-45 / 14" depth, 1.75 x 1.5" LVL flanges | Fiberglass batt / Johns Manville / Unfaced, ComfortTherm, Cavity-SHIELD, FSK-25 / R 3.4/inch
|  |  |  | Concrete - 31-35 MPa, 15-29% Fly Ash, GU / CRMCA / Can. Avg. / | Brick, Clay / Interstate / Avg Thin Face Brick / 3-9/16" x 5/8" x 11-5/8" (90 x 16 mm x 295) incl. 3/8" mortar | Wood I-joist / RedBuilt / Red I-45 / 16" depth, 1.75 x 1.5" LVL flanges | Fiberglass batt / NAIMA / / R 4.4/inch
|  |  |  | Concrete - 31-35 MPa, 30-40% Fly Ash, GU / CRMCA / Can. Avg. / | Brick, Clay, Generic Modular / Brick Industry Association / US-Canada Industry Average / 3-5/8" x 2-3/4" x 7-5/8" incl. 3/8" mortar | Wood I-joist / RedBuilt / Red I-65 / 11.875" depth, 2.5 x 1.5" LVL flanges | Fiberglass batt & roll / Owens Corning / Unfaced, PINK Next Gen Fiberglas / R 3.6/inch avg.
|  |  |  | Concrete - 31-35 MPa, 25-34% Slag, GU / CRMCA / Can. Avg. / | Carpet / / / Average from 150 samples in the EC3 database | Wood I-joist / RedBuilt / Red I-65 / 14" depth, 2.5 x 1.5" LVL flanges | Fiberglass loose fill / CertainTeed / InsulSafe, Optima, TruComfort / R 2.6/inch
|  |  |  | Concrete - 31-35 MPa, 35-50% Slag, GU / CRMCA / Can. Avg. / | Carpet / / Achievable from EC3 / Achievable from 150 samples in the EC3 database | Wood I-joist / RedBuilt / Red I-65 / 16" depth, 2.5 x 1.5" LVL flanges | Fiberglass loose fill / Owens Corning / AttiCat, ProCat, ProPink / R 3.28/inch
|  |  |  | Concrete - 20 MPa, Standard mix / NRMCA / US Avg / | Carpet / / Conservative from EC3 / Conservative from 150 samples in the EC3 database | Wood floor truss - prefabricated / Canadian Wood Council / Common (Warren, 45 deg) web pattern / Top chord bearing, variable depth | Fiberglass loose fill / NAIMA / Includes : CertainTeed, Inc. Saint-Gobin, Johns Manville, Knauf Insulation North America, Owens Corning / R 2.2/inch
|  |  |  | Concrete - 20 MPa, 20-30% Fly Ash / NRMCA / US Avg / | (ARCHIVED 2026) Carpet / Interface / Cquest BioX / 1.5 mm Modular tile carpet | Wood roof truss - prefabricated / Canadian Wood Council / Common (Double Howe) Gable Roof / 2x6 Chords, 2x4 Webs, 4:12 Pitch, 40 ft span, 20" overhang | Foam glass board / Pittsburgh Corning Europe / FOAMGLAS T4+ / R 3.5/inch
|  |  |  | Concrete - 20 MPa, 30-40% FA/SL / NRMCA / US Avg / | Cement board 1/2" / USG / Durock (132) / 1/2" (12.7 mm) | Rebar / Nucor Corporation / Canadian sizes / 10M | Foam glass board / Pittsburgh Corning Europe / FOAMGLAS F / R 2.9/inch
|  |  |  | Concrete - 20 MPa, 40-50% FA/SL mix / NRMCA / US Avg / | Cement board 1/2" / USG / Durock (133) / 1/2" (12.7 mm) | Rebar / Nucor Corporation / Canadian sizes / 15M | Foam glass board / Pittsburgh Corning Europe / FOAMGLAS S3 / R 3.2/inch
|  |  |  | Concrete - 20 MPa, >50% SCM mix / NRMCA / US Avg / | Cement mortar, tile / Tile Council of North America / Industry average. Includes dry-set, modified dry-set and improved modified dry-set cement mortar | Rebar / Nucor Corporation / Canadian sizes / 20M | Foam glass board / Pittsburgh Corning Europe / FOAMGLAS T3+ / R 4.0/inch
|  |  |  | Glued laminated timber / American Wood Council & Canadian Wood Council / / | (ARCHIVED 2026) Ceramic tile / Crossville / Porcelain / Standard grade | (ARCHIVED 2026) Rebar / ArcelorMittal Long Products Canada / Canadian sizes / 10M | Hemp fiber batt / NaturFibre / Hemp Wool / R 3.7/inch
|  |  |  | Glued laminated timber / Structurlam / Glulam Plus / 3-1/2" (90mm) thick | Ceramic tile / Tile Council of North America / Industry average. Includes porcelain, pressed, mosaic and quarry tile / 18.8 kg/m2 | (ARCHIVED 2026) Rebar / ArcelorMittal Long Products Canada / Canadian sizes / 15M | Hempcrete / Cast in-situ / IsoHemp / Europe / R 2.1/inch
|  |  |  | Glued Laminated Timber (Glulam) / Vaagen Timbers / / Colville, WA | Clay roof tiles / HISPALYT / / | (ARCHIVED 2026) Rebar / ArcelorMittal Long Products Canada / Canadian sizes / 20M | Hempcrete block / Isohemp / Hemp Block PAL36EX including mortar / 600 x 300 x 360 mm / R 2/inch
|  |  |  | Glued Laminated Timber (Glulam) / Kalesnikoff Lumber Co. / / BC | Earthen Floor / Site made / / 3" cob, 1" clay plaster |  | Hempcrete block / Senini / Blocco Ambiente / 200 x 500 x 300 mm / 330 kg/m3 / R 2.1/inch
|  |  |  | Glued Laminated Timber (Glulam) / Western Archrib / / Manitoba | Compressed straw board / Stramit / 60 mm board / R 3.9/inch |  | Hempcrete / Cast in-situ / Senini / Bio Beton Jet / 230 kg/m3 / R 2.7/inch
|  |  |  | Glued Laminated Timber (Glulam) / Western Archrib / / Alberta | Cork flooring / European Resilient Flooring Manufacturers' Institute / Includes: Altro, Amorim, Amtico, Artigo, Aspecta, BeauFlor, Dickson, Mflor, Forbo, Gerflor, IVC, Nora, Polyflor, Tarkett, Kahrs, Windmoller / Cork floor tiles |  | Hempcrete dry fill / Senini / Bio Beton Pronto / 190 kg/m3 / R 2.7/inch
|  |  |  | Glued Laminated Timber (Glulam) / Element5 / / Ontario | Drywall 1/2" / Pabco / QuietRock / QuietRock 1/2" |  | Hempcrete / Cast in-situ / Site mixed / Europe / R 2.1/inch, Avg. of 9 mixes
|  |  |  | Laminated strand lumber (LSL) / American Wood Council & Canadian Wood Council / / | Drywall 5/8" / / Includes American Gypsum, CertainTeed, Continental, Georgia-Pacific, National Gypsum, Pabco, USG, CGC / 5/8" |  | Hempcrete / Cast in-situ / Site mixed / USA / R 2.1/inch, Avg. mix using NHL & PHL
|  |  |  | Laminated veneer lumber (LVL) / American Wood Council & Canadian Wood Council / / | Drywall 5/8" / USG / Sheetrock Brand EcoSmart Firecode X / 5/8'' type X |  | Mineral wool board - heavy density / NAIMA / Owens Corning, Johns Manville, Rolan / R 4.4/inch
|  |  |  | Laminated veneer lumber (LVL) / RedBuilt / RedLam LVL / | EPDM Roofing Membrane / SPRI / / |  | Mineral wool board - light density / NAIMA / Owens Corning, Johns Manville, Rolan / R 3.9/inch
|  |  |  | Laminated veneer lumber (LVL) / Boise Cascade / Versa-Lam / | Gypsum panels - glass mat / Georgia-Pacific / DensGlass Sheathing / 1/2" |  | Mineral wool loose fill / NAIMA / USG, American Rockwool / R 3/inch
|  |  |  | Masonry Mortar Mix / 1 part Masonry cement / 3 parts avg sand / | Gypsum panels - glass mat / USG / Securock ExoAir 430 / 1/2" |  | Mycelium board / Ecovative / Mycofoam / R 3.7/inch
|  |  |  | Wood - SPF / Canadian Wood Council / British Columbia / | Hardwood flooring / mafi / Natural Hardwood Planks / 3/4", 3 ply laminated solid, oil pre-finished |  | Polyiso - roof boards / Carlisle / GRF cellulosic facer / GRF facer / Type II R 5.6-inch, 16 psi
|  |  |  | Wood - SPF / Canadian Wood Council / Alberta / | Hardwood flooring / NWFA and Decorative Hardwoods Association / Solid Wood Flooring / 3/4" |  | Polyiso - roof boards / Hunter / H-Shield / GRF facer / Type II R 5.6-inch, 16 psi
|  |  |  | Wood - SPF / Canadian Wood Council / Ontario / | Hardwood flooring / Wickham / Solid Hardwood / 3/4" |  | Polyiso - roof boards / PIMA / Includes: Atlas, Firestone, GAF, Johns Manville, Rmax, Carlisle, Iko, Soprema / GRF facer / R 5.6/inch
|  |  |  | Wood - SPF / Canadian Wood Council / Quebec / | Linoleum flooring / Tarkett / Lino Acoustic / 3.8 mm sheet style linoleum with polyurethane foam backing |  | Polyiso - roof boards / Versico / VersiCore, SecurShield, DuraFaceR / GRF facer / Type II R 5.6-inch, 16 psi
|  |  |  | Wood - SPF / Canadian Wood Council / New Brunswick / | Linoleum flooring / Tarkett / Lino Veneto xf2, Etrusco, Style Elle¦Emme, Veneto, Originale, LinoRail, Linosport / 2.5 mm sheet style linoleum |  | Polyisocyanurate - roof boards / Carlisle / CGF facer / CGF facer / Type II R 5.6/inch, 16 psi
|  |  |  | Wood - SPF / Canadian Wood Council / Atlantic Canada / | Linoleum flooring / Tarkett / Veneto Acoustic Cork / 4.4 mm sheet style linoleum with cork backing |  | Polyisocyanurate - roof boards / Hunter / H-Shield CG / CGF facer / Type II R 5.6/inch, 16 psi
|  |  |  | Concrete - 25 MPa, Quebec Baseline Average / ABQ / Can. Quebec Avg. / | Linoleum flooring / Forbo / Marmoleum Striato / 2.5 mm sheet style linoleum |  | Polyisocyanurate - roof boards / PIMA / Includes: Atlas, Firestone, GAF, Johns Manville, Rmax, Carlisle, Iko, Soprema / CGF facer R 5.8/inch
|  |  |  | Concrete - 25 MPa, 10% SL, GU / ABQ / Can. Quebec Avg. / | Metal Panels - Aluminum / Metal Construction Assn. / 22 gauge / Includes: ATAS, DMI, Englert, Fabral,McElroy, Pac-Clad |  | Polyisocyanurate - roof boards / Versico / VersiCore, SecurShield, DuraFaceR / CGF facer / Type II R 5.6-inch, 16 psi
|  |  |  | Concrete - 25 MPa, 10% FA, GU / ABQ / Can. Quebec Avg. / | Metal Panels - Aluminum / Petersen Aluminum Corp / Pac-Clad, all profiles / 20 gauge |  | Polyisocyanurate - roof boards / Carlisle / High density cover boards / Type II, R 5.0-inch, 80 psi
|  |  |  | Concrete - 25 MPa, 20% SL, GU / ABQ / Can. Quebec Avg. / | Metal Panels - Steel / AEP Span / All roofing & wall products / 24 gauge |  | Polyisocyanurate - roof boards / Hunter / High density cover boards / Type II, R 5.0-inch, 80 psi
|  |  |  | Concrete - 25 MPa, 20% FA, GU / ABQ / Can. Quebec Avg. / | Metal Panels - Steel / ArcelorMittal / XCarb RRP / 24 gauge |  | Polyisocyanurate - roof boards / PIMA / Includes: Atlas, Firestone, GAF, Johns Manville, Carlisle, Iko, Soprema / R 5.0/inch
|  |  |  | Concrete - 25 MPa, 30% SL, GU / ABQ / Can. Quebec Avg. / | Metal Panels - Steel / Canadian Sheet Steel Building Institute / 24 gauge |  | Polyisocyanurate - roof boards / Versico / High density cover boards / Type II, R 5.0-inch, 80 psi
|  |  |  | Concrete - 25 MPa, 30% FA, GU / ABQ / Can. Quebec Avg. / | Metal Panels - Steel / Metal Building Manufacturers Assn / List of participating members: https://www.mbma.com/System_Members.html / 24 gauge |  | Polyiso - wall boards / Hunter / Polysio Wall insulation boards / R 6.5/inch
|  |  |  | Concrete - 30 MPa, Quebec Baseline Average / ABQ / Can. Quebec Avg. / | Metal Panels - Steel / Metal Construction Assn. / 24 gauge |  | Polyiso - wall boards / Carlisle / R2+ Silver / R 6.3/inch, 20 psi
|  |  |  | Concrete - 30 MPa, 10% SL, GU / ABQ / Can. Quebec Avg. / | Metal Panels - Steel / Petersen Aluminum Corp / Pac-Clad, all profiles / 24 gauge |  | Spray polyurethane foam - Closed Cell - HFO gas filled / SPFA / / R 6.6/inch
|  |  |  | Concrete - 30 MPa, 10% FA, GU / ABQ / Can. Quebec Avg. / | MgO board 1/2" / North American MgO / MagTech Ultra / 1/2" |  | Spray polyurethane foam - High Density - HFO gas filled / SPFA / / R 6.5/inch
|  |  |  | Concrete - 30 MPa, 20% SL, GU / ABQ / Can. Quebec Avg. / | OSB sheathing & barrier / Huber / ZIP System - Wall and Roof Sheathing / 5/8" |  | Spray polyurethane foam - Open Cell - HFO gas / SPFA / / R 4.1/inch
|  |  |  | Concrete - 30 MPa, 20% FA, GU / ABQ / Can. Quebec Avg. / | OSB sheathing & barrier / Huber / ZIP System - Wall and Roof Sheathing / 1/2" |  | (ARCHIVED 2026) Vacuum Insulated Panel / Porextherm / Vacupor / R 30/inch
|  |  |  | Concrete - 30 MPa, 30% SL, GU / ABQ / Can. Quebec Avg. / | Plywood / British Columbia Average / Includes : West Fraser Mills, Thompson River Veneer Products / 1/2" |  | Wood fiber - loose fill / GUTEX / ThermoFiber / R 3.6/inch
|  |  |  | Concrete - 30 MPa, 30% FA, GU / ABQ / Can. Quebec Avg. / | Plywood / British Columbia Average / Includes : West Fraser Mills, Thompson River Veneer Products / 3/4" |  | Wood fiber batt / Steico / SteicoFlex / R 3.8/inch
|  |  |  | Concrete - 35 MPa, Quebec Baseline Average / ABQ / Can. Quebec Avg. / | Plywood / British Columbia Average / Includes : West Fraser Mills, Thompson River Veneer Products / 5/8" |  | Wood fiber board / GUTEX / Multi-Therm / R 3.6/inch, 40-200 mm
|  |  |  | Concrete - 35 MPa, 10% SL, GU / ABQ / Can. Quebec Avg. / | Plywood / Roseburg / Hardwood plywood. Includes: walnut, alder, cherry, mahogany, oak, birch, maple faces / 3/4" |  | Wood fiber board / Pavatex / Isolair, Isoroof, Isolair Multi / R 3.3-inch / 200 kg/m3, 30-80 mm
|  |  |  | Concrete - 35 MPa, 10% FA, GU / ABQ / Can. Quebec Avg. / | Plywood / Roseburg / softwood plywood / 1/2" |  | Wood fiber board / Pavatex / Pavatherm / R 3.3-inch / 110 kg/m3
|  |  |  | Concrete - 35 MPa, 20% SL, GU / ABQ / Can. Quebec Avg. / | Plywood / Roseburg / softwood plywood / 3/4" |  | Wood fiber board / Pavatex / Pavawall GF, Pavawall Bloc, Pavawall GF XL / R 3.3-inch / 130 kg/m3
|  |  |  | Concrete - 35 MPa, 20% FA, GU / ABQ / Can. Quebec Avg. / | Polypropylene siding / Vinyl Siding Institute / / 0.085" Single 7" wood Shake appearance |  | Wood fiber board / Pavatex / Pavawall Smart, Pavawall Light, Pavawall FW / R 3.3-inch / 115 kg/m3
|  |  |  | Concrete - 35 MPa, 30% SL, GU / ABQ / Can. Quebec Avg. / | PVC Roofing Membrane / CIFA / Includes: Canadian General-Tower, Duro-Last, FiberTite / 48 mils |  | Wood fiber board / Steico / STEICOprotect M dry, STEICOroof dry, STEICOspecial dry, STEICOtop / R 3.6-inch, 140 kg/m3
|  |  |  | Concrete - 35 MPa, 30% FA, GU / ABQ / Can. Quebec Avg. / | Rubber flooring / Resilient Floor Covering Institute / Includes tiles and rolls from American Biltrite, Armstrong, Burke, FLEXCO, Johnsonite, Mannington, Roppe, Tarkett / |  | Wood fiber board / Steico / STEICOprotect S dry, STEICOsafe 40, STEICOuniversal dry / R 3.6-inch, 210 kg/m3
|  |  |  | Concrete - 25 MPa, GU / RMCAO / Can. Ontario Avg. / | SBS Modified Bitumen Roofing / ARMA / Includes: CertainTeed, Firestone, GAF, Henry, IKO, Johns Mansville, Malarkey, Siplast, Soprema / |  | Wood fiber board / Steico / STEICOtherm dry, STEICOprotect L dry, STEICOsafe / R 3.6-inch, 110 kg/m3
|  |  |  | Concrete - 25 MPa, 15% SL, GU / RMCAO / Can. Ontario Avg. / | Acrylic Stucco Textured Finish / Sto / Stolit 1.0, Stolit 1.5, Stolit Freeform / |  | Wool batt / Havelock Wool / / R 3.6/inch
|  |  |  | Concrete - 25 MPa, 25% SL, GU / RMCAO / Can. Ontario Avg. / | TPO Roofing Membrane / Carlisle / Sure-Weld / 60 mils |  | Wool loose fill / Havelock Wool / / R 4.4/inch
|  |  |  | Concrete - 25 MPa, 35% SL, GU / RMCAO / Can. Ontario Avg. / | TPO roofing membrane / Single Ply Roofing Industry / / 45 mils |  | XPS foam board / Owens Corning / Foamular NGX 250 / R 5/inch
|  |  |  | Concrete - 25 MPa, 50% SL, GU / RMCAO / Can. Ontario Avg. / | TPO roofing membrane / Single Ply Roofing Industry / / 60 mils |  | Fiberglass loose fill / Johns Manville / Climate Pro, Attic Protector, JM Spider PLUS (Canada) / R 2.8/inch, Formaldehyde-free
|  |  |  | Concrete - 30 MPa, GU / RMCAO / Can. Ontario Avg. / | (ARCHIVED 2026) Vinyl flooring / Altro / Altro Lavencia Click / |  | Wood fiber board / North American Fiberboard Association / Includes: MSL, Blue Ridge Fiberboard Inc. / R 2.7/inch
|  |  |  | Concrete - 30 MPa, 15% SL, GU / RMCAO / Can. Ontario Avg. / | Vinyl flooring / Altro / Altro Lavencia / 3.0 mm |  | XPS foam board / DuPont / Reduced GWP Grey Styrofoam™ (same as ST-100) / R 5.0/inch
|  |  |  | Concrete - 30 MPa, 25% SL, GU / RMCAO / Can. Ontario Avg. / | (ARCHIVED 2026) Vinyl flooring / Resilient Floor Covering Institute / Includes tile products from Armstrong, Congoleum, Tarkett / |  | XPS foam board / Soprema / SOPRA-XPS / R 5.0/inch
|  |  |  | Concrete - 30 MPa, 35% SL, GU / RMCAO / Can. Ontario Avg. / | Vinyl Siding / Vinyl Siding Institute / Double 4.5" products from: American Original, Associated Materials, CertainTeed, Novik, Ply Gem / 0.040" Double 4.5" |  | Mineral wool board / Rockwool / Comfortboard 80 / R 4.2-inch
|  |  |  | Concrete - 30 MPa, 50% SL, GU / RMCAO / Can. Ontario Avg. / | Welded wire reinforcement / Insteel Industries / 6" x 6" x 6/6g / |  | Polyiso - wall boards / DuPont / Thermax / R 6.5/inch
|  |  |  | Concrete - 35 MPa, GU / RMCAO / Can. Ontario Avg. / | Welded wire reinforcement / Insteel Industries / 4" x 4" x 6/6g / |  | Spray polyurethane foam - Closed Cell (HFO) / Huntsman Building Solutions / Heatlok HFO & Heatlok Soya HFO /
|  |  |  | Concrete - 35 MPa, 15% SL, GU / RMCAO / Can. Ontario Avg. / | Window - double pane / Fiberglass frame / / USA & CAN |  | (ARCHIVED 2026) Polyiso - wall boards / PIMA / Includes: Atlas, Firestone, GAF, Johns Manville, Rmax, Carlisle, Iko, Soprema / R 6.5/inch
|  |  |  | Concrete - 35 MPa, 25% SL, GU / RMCAO / Can. Ontario Avg. / | Window - double pane / Vinyl frame / / USA & CAN |  | Straw Bale / SNaB (UK) / Wheat & barley straw / R 2.8/inch
|  |  |  | Concrete - 35 MPa, 35% SL, GU / RMCAO / Can. Ontario Avg. / | Window - double pane / Wood frame / / USA & CAN |  | Fiberglass board / NAIMA / Includes : Johns Manville, Knauf, Owens Corning, CertainTeed / R-3.2/inch
|  |  |  | Concrete - 35 MPa, 50% SL, GU / RMCAO / Can. Ontario Avg. / | Window - double pane / Wood frame, aluminum cladding / / USA & CAN |  | Mineral wool batt / Owens Corning / Thermafiber SAFB (4pcf), Versaboard 40 / R 3.7-inch
|  |  |  | Concrete - 25 MPa, GU / SRMCA / Can. Sask Avg. / | Window - triple pane / Fiberglass frame / / USA & CAN |  | Mineral wool batt / Owens Corning / UltraBatt - Fire and Sound guard Plus R-15, R-30 / R 4.2-inch
|  |  |  | Concrete - 25 MPa, 10% FA, GU / SRMCA / Can. Sask Avg. / | Window - triple pane / Vinyl frame / / USA & CAN |  | Mineral wool batt / Owens Corning / UltraBatt - Fire and Sound guard Plus R-23 / R 4.2-inch
|  |  |  | Concrete - 25 MPa, 20% FA, GU / SRMCA / Can. Sask Avg. / | Window - triple pane / Wood frame / / USA & CAN |  | Mineral wool batt / Owens Corning / UltraBatt - Fire and Sound guard Plus R-24 / R 4.0-inch
|  |  |  | Concrete - 25 MPa, 30% FA, GU / SRMCA / Can. Sask Avg. / | Window - triple pane / Wood frame, aluminum cladding / / USA & CAN |  | Mineral wool board / Owens Corning / Thermafiber RainBarrier ci 80 / R 4.2-inch
|  |  |  | Concrete - 25 MPa, 40% FA, GU / SRMCA / Can. Sask Avg. / | Wood chip cement ICF / Nexcem, Faswall / / 12" R22 block |  | Mineral wool board / Owens Corning / Thermafiber RainBarrier ci HC 140 / R 4.2-inch
|  |  |  | Concrete - 30 MPa, GU / SRMCA / Can. Sask Avg. / | Wood chip cement ICF / Nexcem, Faswall / / 14" R28 block |  | Mineral wool board / Owens Corning / Thermafiber RainBarrier ci HC 110 / R 4.3-inch
|  |  |  | Concrete - 30 MPa, 10% FA, GU / SRMCA / Can. Sask Avg. / | EPS FOAM ICF R-23, 2 Sheets of 2.75" @ R4/in., 15M rebar (6" CONCRETE CORE must be added separately) |  | Mineral wool batt / Rockwool / ComfortBatt R-23 / R 4.2-inch
|  |  |  | Concrete - 30 MPa, 20% FA, GU / SRMCA / Can. Sask Avg. / | WOOD CHIP CEMENT ICF 12" R-22 with MINERAL WOOL INSERTS, (3 in. @ R4.2/in.), 15M REBAR |  | Mineral wool batt / Rockwool / ComfortBatt R-24 (Steel Studs) / R 4.0-inch
|  |  |  | Concrete - 30 MPa, 30% FA, GU / SRMCA / Can. Sask Avg. / | WOOD CHIP CEMENT ICF 14" R-28 with MINERAL WOOL INSERTS (5 in. @ R4.2/in.), 15M REBAR |  | Mineral wool batt / Rockwool / ComfortBatt R-24 (Wood Studs) / R 4.4-inch
|  |  |  | Concrete - 30 MPa, 40% FA, GU / SRMCA / Can. Sask Avg. / | WOOD CHIP CEMENT ICF 12" R-21 with CORK BOARD INSERTS (3 in. @ R4/in.), 15M REBAR |  | Mineral wool board / Rockwool / Cavityrock / R 4.3-inch
|  |  |  | Concrete - 35 MPa, GU / SRMCA / Can. Sask Avg. / | WOOD CHIP CEMENT ICF 14" R-27 with CORK BOARD INSERTS (5 in. @ R4/in.), 15M REBAR |  | Mineral wool board / Rockwool / Comfortboard 110 / R 4.0-inch
|  |  |  | Concrete - 35 MPa, 10% FA, GU / SRMCA / Can. Sask Avg. / | TREATED WOOD FOUNDATION - 2x8 framing @ 16" OC, 3/4" plywood sheathing |  | Mineral wool board / Rockwool / Comfortboard 80 / R 4.2-inch
|  |  |  | Concrete - 35 MPa, 20% FA, GU / SRMCA / Can. Sask Avg. / | WOOD FRAME with STRAW BALE INFILL - 14" R-46, Double 2x4 @ 30" o/c |  | Mineral wool board / Rockwool / Toprock DD / R 4.3-inch
|  |  |  | Concrete - 35 MPa, 30% FA, GU / SRMCA / Can. Sask Avg. / | Vinyl flooring / Shaw - Patcraft / Luxury Vinyl Tile / 2 - 5 mm |  | Mineral wool batt / Rockwool / Safe'n'Sound / R 4.0-inch
|  |  |  | Concrete - 35 MPa, 40% FA, GU / SRMCA / Can. Sask Avg. / | Linoleum flooring / Gerflor / DLW Linoleum Compact / 2.5 mm sheet style linoleum |  | Foam glass aggregate / Foamit group / / 191 kg/m3, 10-60 mm, R 1,5/inch
|  |  |  | Concrete - 25 MPa, GU / MRMCA / Can. Manitoba Avg. / | Window - double pane / Andersen / E-series (Average Double-hung/Awning/Picture) / Wood frame, aluminum cladding
|  |  |  | Concrete - 25 MPa, 10% FA, GU / MRMCA / Can. Manitoba Avg. / | (ARCHIVED 2026) Carpet / J+J Flooring / Standard Back / all Broadloom styles
|  |  |  | Concrete - 25 MPa, 20% FA, GU / MRMCA / Can. Manitoba Avg. / | Vinyl flooring / Mannington / Luxury Vinyl Tile / 2.5 mm Tile and Plank
|  |  |  | Concrete - 25 MPa, 30% FA, GU / MRMCA / Can. Manitoba Avg. / | Asphalt Shingles / GAF / Timberline Cool Series /
|  |  |  | Concrete - 25 MPa, 40% FA, GU / MRMCA / Can. Manitoba Avg. / | Linoleum flooring / Mannington / Legato Flooring / liquid applied
|  |  |  | Concrete - 30 MPa, GU / MRMCA / Can. Manitoba Avg. / | (ARCHIVED 2026) Ceramic tile / Fireclay Tile / Ceramic - recycled content / Standard and Second grade
|  |  |  | Concrete - 30 MPa, 10% FA, GU / MRMCA / Can. Manitoba Avg. / | (ARCHIVED 2026) Ceramic tile / American Wonder Porcelain / Procelain - recycled content / Standard and Second grade
|  |  |  | Concrete - 30 MPa, 20% FA, GU / MRMCA / Can. Manitoba Avg. / | Straw Panels / Ecocoon / Standard and Brace Panels / 40cm R16, panel only
|  |  |  | Concrete - 30 MPa, 30% FA, GU / MRMCA / Can. Manitoba Avg. / | Brick, Clay / SHAW / Slender - Thin Face Brick / 2 1/4" x 1/2" x 7-1/2" (57 x 12.7 mm x 190) incl. 3/8" mortar
|  |  |  | Concrete - 30 MPa, 40% FA, GU / MRMCA / Can. Manitoba Avg. / | Brick, Clay / SHAW / Avg Face Brick / 3-5/8" x 2-3/4" x 7-5/8" (92 x 70 x 194 mm) incl. 3/8" mortar
|  |  |  | Concrete - 35 MPa, GU / MRMCA / Can. Manitoba Avg. / | Gypsum panels - glass mat / Georgia-Pacific / DensGlass Sheathing / 5/8"
|  |  |  | Concrete - 35 MPa, 10% FA, GU / MRMCA / Can. Manitoba Avg. / | Fiber Cement siding / James Hardie / Hardie Plank HZ10, Hardie Panel HZ10, Hardie Architectural Panel HZ10 / 8 mm
|  |  |  | Concrete - 35 MPa, 20% FA, GU / MRMCA / Can. Manitoba Avg. / | Fiber Cement siding / James Hardie / Hardie Plank HZ5, Hardie Panel HZ5, Hardie Architectural Panel HZ5 / 8 mm
|  |  |  | Concrete - 35 MPa, 30% FA, GU / MRMCA / Can. Manitoba Avg. / | Fiber Cement siding / James Hardie / Hardie Shingle HZ10 / 6.3mm
|  |  |  | Concrete - 35 MPa, 40% FA, GU / MRMCA / Can. Manitoba Avg. / | Fiber Cement siding / James Hardie / Hardie Shingle HZ5 / 6.3mm
|  |  |  | Concrete - 25 MPa, GU / BCRMCA / Can. BC Avg. / | Window - double-glazed / AluQuebec / Avg of fixed, casement, slider, hung, tilt & turn, awning / Aluminum frame
|  |  |  | Concrete - 25 MPa, 15% SCM, GU / BCRMCA / Can. BC Avg. / | Window - double-glazed / Arcadia / CV200, T200 / Projected & casement / Aluminum frame
|  |  |  | Concrete - 25 MPa, 25% SCM, GU / BCRMCA / Can. BC Avg. / | Window - double-glazed / EFCO / Xtherm, 5FXT, FX45, 6615, 6621, 6715, FX32, OG32, OG45 / Fixed / Aluminum frame
|  |  |  | Concrete - 25 MPa, 40% SCM, GU / BCRMCA / Can. BC Avg. / | Window - double-glazed / EFCO / Xtherm, 875V, 2700, 2701, 450G, 590X, 6725, PG32, PX32, WV410, WV430 / Projected & casement / Aluminum frame
|  |  |  | Concrete - 30 MPa, GU / BCRMCA / Can. BC Avg. / | Window - double-glazed / Kawneer / Optiq AA4325, 8225TL¦TLF, 526, AA 6400¦6500, NX-300¦3000 / Projected & casement / Aluminum frame
|  |  |  | Concrete - 30 MPa, 15% SCM, GU / BCRMCA / Can. BC Avg. / | Window - double-glazed / Kawneer / OptiQ AA5450, TR-9100, 8400TL, AA6400¦6500¦6600 / Hung & sliding / Aluminum frame
|  |  |  | Concrete - 30 MPa, 25% SCM, GU / BCRMCA / Can. BC Avg. / | Window - double-glazed / Wasau / INvent casement windows / Aluminum frame
|  |  |  | Concrete - 30 MPa, 40% SCM, GU / BCRMCA / Can. BC Avg. / | Window - double-glazed / Wasau / INvent fixed windows / Aluminum frame
|  |  |  | Concrete - 35 MPa, GU / BCRMCA / Can. BC Avg. / | Int. Wall & Ceiling Barrier, sheet / Rothoblaas / Vapor In Green 200 / Non-permeable / 0.35 mm
|  |  |  | Concrete - 35 MPa, 15% SCM, GU / BCRMCA / Can. BC Avg. / | Ext. & Int. Wall & Roof Barrier, sheet / Rothoblaas / Clima Control Net 160 / Moisture-variable / 0.5 mm
|  |  |  | Concrete - 35 MPa, 25% SCM, GU / BCRMCA / Can. BC Avg. / | Ext. & Int. Wall & Roof Barrier, sheet / Rothoblaas / Traspir EVO 160 / 12.3 Perms / 0.5 mm
|  |  |  | Concrete - 35 MPa, 40% SCM, GU / BCRMCA / Can. BC Avg. / | Ext. & Int. Wall & Roof Barrier, sheet / Rothoblaas / Traspir Vapor 225 / Non-permeable / 0.8 mm
|  |  |  | Concrete - 25 MPa, GU / ACA / Can. Atlantic Avg. / | Ext. & Int. Wall Barrier, sheet / Rothoblaas / Traspir 110 / 101 Perms / 0.4 mm
|  |  |  | Concrete - 25 MPa, 10% FA, GU / ACA / Can. Atlantic Avg. / | Ext. & Int. Wall Barrier, sheet / Rothoblaas / Traspir EVO UV 210 / 41.7 Perms / 0.3 mm
|  |  |  | Concrete - 25 MPa, 20% FA, GU / ACA / Can. Atlantic Avg. / | Ext. Roof Barrier, sheet / Rothoblaas / Traspir Weld EVO 360 / 17.5 Perms / 1.0 mm
|  |  |  | Concrete - 25 MPa, 30% FA, GU / ACA / Can. Atlantic Avg. / | Ext. Wall & Roof Barrier, adhesive / Partel / Exoperm Mono SA 250 / Permeable /
|  |  |  | Concrete - 25 MPa, 40% FA, GU / ACA / Can. Atlantic Avg. / | Ext. Wall & Roof Barrier, liquid applied / Carlisle / Barrithane VP / 11.1 Perms / 40 mils
|  |  |  | Concrete - 30 MPa, GU / ACA / Can. Atlantic Avg. / | Ext. Wall & Roof Barrier, sheet / Dupont / Tyvek Monolayer 60 / Permeable /
|  |  |  | Concrete - 30 MPa, 10% FA, GU / ACA / Can. Atlantic Avg. / | Ext. Wall & Roof Barrier, sheet / Partel / Exoperm Mono 150 / Permeable /
|  |  |  | Concrete - 30 MPa, 20% FA, GU / ACA / Can. Atlantic Avg. / | Ext. Wall barrier, adhesive / GCP / Perm-a-Barrier / Non-permeable / 1 mm
|  |  |  | Concrete - 30 MPa, 30% FA, GU / ACA / Can. Atlantic Avg. / | Ext. Wall Barrier, adhesive / Soprema / Sopraseal Stick 1100 T / Non-permeable / 1.0 mm
|  |  |  | Concrete - 30 MPa, 40% FA, GU / ACA / Can. Atlantic Avg. / | Ext. Wall Barrier, adhesive / Soprema / Sopraseal Stick VP / 11-17 Perms / 0.6 mm
|  |  |  | Concrete - 35 MPa, GU / ACA / Can. Atlantic Avg. / | Ext. Wall Barrier, adhesive / Soprema / Soprasolin HD / Non-permeable / 1.0 mm
|  |  |  | Concrete - 35 MPa, 10% FA, GU / ACA / Can. Atlantic Avg. / | Ext. Wall Barrier, adhesive / Soprema / SOPRAVAP'R / Non-permeable / 0.8 mm
|  |  |  | Concrete - 35 MPa, 20% FA, GU / ACA / Can. Atlantic Avg. / | Ext. Wall barrier, liquid applied / GCP / Perm-a-Barrier NPL 10 / Non-permeable / 1 mm
|  |  |  | Concrete - 35 MPa, 30% FA, GU / ACA / Can. Atlantic Avg. / | Ext. Wall barrier, liquid applied / GCP / Perm-a-Barrier VPL / 20 Perms / 0.64 mm
|  |  |  | Concrete - 35 MPa, 40% FA, GU / ACA / Can. Atlantic Avg. / | Ext. Wall barrier, liquid applied / GCP / Perm-a-Barrier VPL 50 RS / 13 Perms / 0.51 mm
|  |  |  | Concrete - 25 MPa, GU / ARMCA / Can. Alberta Avg. / | Ext. Wall barrier, sheet / GCP / Perm-a-Barrier NPS / Non-permeable / 0.46 mm
|  |  |  | Concrete - 25 MPa, 10% FA, GU / ARMCA / Can. Alberta Avg. / | Ext. Wall Barrier, liquid applied / Soprema / Sopraseal LM 200 S / 0.6 Perm /
|  |  |  | Concrete - 25 MPa, 20% FA, GU / ARMCA / Can. Alberta Avg. / | Ext. Wall Barrier, liquid applied / Soprema / SOPRASEAL LM 204 VP / 10-17 Perms / 0.6 mm
|  |  |  | Concrete - 30 MPa, GU / ARMCA / Can. Alberta Avg. / | Ext. Waterproofing Barrier, adhesive / Carlisle / MiraPLY V / |  |  |  |  | 0
|  |  |  | Concrete - 30 MPa, 10% FA, GU / ARMCA / Can. Alberta Avg. / | Ext. Waterproofing Barrier, liquid applied / Carlisle / MiraSEAL & MiraTITE /
|  |  |  | Concrete - 30 MPa, 20% FA, GU / ARMCA / Can. Alberta Avg. / | Int. Wall & Ceiling Barrier, sheet / Partel / IZOPERM PLUS / Non-permeable /
|  |  |  | Concrete - 35 MPa, GU / ARMCA / Can. Alberta Avg. / | Int. Wall & Ceiling Barrier, sheet / Partel / VARA PLUS / Moisture-variable /
|  |  |  | Concrete - 35 MPa, 10% FA, GU / ARMCA / Can. Alberta Avg. / | Int. Wall & Ceiling Barrier, sheet / Rothoblaas / Clima Control 80 / Moisture-variable / 0.22 mm
|  |  |  | Concrete - 35 MPa, 20% FA, GU / ARMCA / Can. Alberta Avg. / | Int. Wall & Ceiling Barrier, sheet / Rothoblaas / Vapor in NET 140 / Non-permeable / 0.15 mm
|  |  |  | Laminated veneer lumber / Roseburg Forest Products / RigidLam LVL / | Int. Wall & Ceiling Barrier, sheet / SIGA / Majrex 200 / Moisture-variable /
Barrier, sheet / / Polyethylene sheet / 10 mil
Barrier, sheet / / Polyethylene sheet / 6 mil
Luxury vinyl tile / Resilient Floor Covering Institute / Looselay Flooring / 4.5 - 6mm
Luxury vinyl tile / Resilient Floor Covering Institute / Gluedown / 1.5 - 4.5mm
Vinyl flooring / Resilient Floor Covering Institute / Heterogeneous sheet / 2mm
SIP panels - EPS foam & OSB / SIPA / R-15 4.5" panel
SIP panels - EPS foam & OSB / SIPA / R-23 6.5" panel
SIP panels - EPS foam & OSB / SIPA / R-30 8.25" panel
SIP panels - EPS foam & OSB / SIPA / R-38 10.25" panel
SIP panels - EPS foam & OSB / SIPA / R-45 12.25" panel
© His Majesty the king in Right of Canada, as represented by the Minister of Natural Resources, 2025 © Sa Majesté le Roi du chef du Canada, représentée par le ministre de Ressources naturelles, 2025

## Setting (hidden)
This sheet acts as a setting page to set data such as dropdown items and other data used in the backend
Sheet Code & Names
|  | Sheet Code | English Sheet Names | French Sheet Names | Current Sheet Names
Language: | English | License | License | License | License
|  | USER INPUT SHEET | USER INPUT SHEET | FEUILLE DE SAISIE | USER INPUT SHEET
Biogenic Carbon Storage - Virgin Timber | 0 | Footings & Slabs | Footings & Slabs | Semelles et dalles | Footings & Slabs
|  | Foundation Walls | Foundation Walls | Murs de fondation | Foundation Walls
Date on file | April 2026 | Structural Elements | Structural Elements | Éléments structuraux | Structural Elements
Date on file (English) | April 2026 | Ext. Walls | Ext. Walls | Murs ext. | Ext. Walls
Date on file (French) | Avril 2026 | Ext. Wall Systems | Ext. Wall Systems | Systèmes de murs ext. | Ext. Wall Systems
|  | Party Walls | Party Walls | Murs mitoyens | Party Walls
|  | Cladding | Cladding | Bardage | Cladding
|  | Windows | Windows | Fenêtres | Windows
|  | Int. Walls | Int. Walls | Murs int. | Int. Walls
|  | Floors | Floors | Planchers | Floors
|  | Ceilings | Ceilings | Plafonds | Ceilings
|  | Roof | Roof | Toit | Roof
|  | Garage | Garage | Garage | Garage
|  | User-Defined | User-Defined | Défini par l’utilisateur | User-Defined
|  | REVIEW | REVIEW | REVOIR | REVIEW
|  | RESULTS | RESULTS | RÉSULTATS | RESULTS
|  | SCENARIOS | SCENARIOS | SCÉNARIOS | SCENARIOS
|  | Energy GHG | Energy GHG | GES Énergie | Energy GHG
|  | Master sheet | Master sheet | Fiche principale | Master sheet
|  | Composite Master Sheet | Composite Master Sheet | Fiche principale composite | Composite Master Sheet
|  | Data | Data | Données | Data
|  | Windows Methodology | Windows Methodology | Méthodes de fenestration | Windows Methodology
|  | Dropdown Lists | Dropdown Lists | Listes déroulantes | Dropdown Lists
|  | NBC Emissions Factors | NBC Emissions Factors | Facteurs d’émission CNB | NBC Emissions Factors
|  | H2K Emissions Factors | H2K Emissions Factors | Facteurs d’émission H2K | H2K Emissions Factors
NOTE: Do NOT remove this cell. Insert the new sheets above this cell. And make sure no sheet code is blank.
© His Majesty the king in Right of Canada, as represented by the Minister of Natural Resources, 2025
© Sa Majesté le Roi du chef du Canada, représentée par le ministre de Ressources naturelles, 2025
Note on B6: "english" or "french"
Note on B8: Hajir: This cell is not used as of 2025 because we removed the toggle button in the User Input sheet

## MCE2_operational_carbon_2050 (hidden)
Year | 2024 | 2025 | 2026 | 2027 | 2028 | 2029 | 2030 | 2031 | 2032 | 2033 | 2034 | 2035 | 2036 | 2037 | 2038 | 2039 | 2040 | 2041 | 2042 | 2043 | 2044 | 2045 | 2046 | 2047 | 2048 | 2049 | 2050 | 27 Year Totals
Material Embodied Carbon | 0 | 0 | 0 | 0 | 0 | 0 | 0 | 0 | 0 | 0 | 0 | 0 | 0 | 0 | 0 | 0 | 0 | 0 | 0 | 0 | 0 | 0 | 0 | 0 | 0 | 0 | 0 | 0
Alberta (kg/kWh) | 189.6 | 179.8 | 190.1 | 155.5 | 143.5 | 148.6 | 148.5 | 109.2 | 103.4 | 97.1 | 88.9 | 59.1 | 56.5 | 53.3 | 49.3 | 47.1 | 45.4 | 42.7 | 39.8 | 34.7 | 27.4 | 26.4 | 25.7 | 25 | 24.5 | 24 | 23.4
Electrical Grid Emissions | 0 | 0 | 0 | 0 | 0 | 0 | 0 | 0 | 0 | 0 | 0 | 0 | 0 | 0 | 0 | 0 | 0 | 0 | 0 | 0 | 0 | 0 | 0 | 0 | 0 | 0 | 0 | 0 | 0
Natural Gas Emissions | 0 | 0 | 0 | 0 | 0 | 0 | 0 | 0 | 0 | 0 | 0 | 0 | 0 | 0 | 0 | 0 | 0 | 0 | 0 | 0 | 0 | 0 | 0 | 0 | 0 | 0 | 0 | 0
Oil Emissions | 0 | 0 | 0 | 0 | 0 | 0 | 0 | 0 | 0 | 0 | 0 | 0 | 0 | 0 | 0 | 0 | 0 | 0 | 0 | 0 | 0 | 0 | 0 | 0 | 0 | 0 | 0 | 0
Propane Emissions | 0 | 0 | 0 | 0 | 0 | 0 | 0 | 0 | 0 | 0 | 0 | 0 | 0 | 0 | 0 | 0 | 0 | 0 | 0 | 0 | 0 | 0 | 0 | 0 | 0 | 0 | 0 | 0
Wood Emissions | 0 | 0 | 0 | 0 | 0 | 0 | 0 | 0 | 0 | 0 | 0 | 0 | 0 | 0 | 0 | 0 | 0 | 0 | 0 | 0 | 0 | 0 | 0 | 0 | 0 | 0 | 0 | 0
British Columbia | 2 | 1.2 | 1.5 | 0.9 | 0.9 | 0.8 | 0.3 | 0.2 | 0.2 | 0.2 | 0.2 | 0 | 0 | 0 | 0 | 0 | 0 | 0 | 0 | 0 | 0 | 0 | 0 | 0 | 0 | 0 | 0
Electrical Grid Emissions | 0 | 0 | 0 | 0 | 0 | 0 | 0 | 0 | 0 | 0 | 0 | 0 | 0 | 0 | 0 | 0 | 0 | 0 | 0 | 0 | 0 | 0 | 0 | 0 | 0 | 0 | 0 | 0 | 0
Natural Gas Emissions | 0 | 0 | 0 | 0 | 0 | 0 | 0 | 0 | 0 | 0 | 0 | 0 | 0 | 0 | 0 | 0 | 0 | 0 | 0 | 0 | 0 | 0 | 0 | 0 | 0 | 0 | 0 | 0
Oil Emissions | 0 | 0 | 0 | 0 | 0 | 0 | 0 | 0 | 0 | 0 | 0 | 0 | 0 | 0 | 0 | 0 | 0 | 0 | 0 | 0 | 0 | 0 | 0 | 0 | 0 | 0 | 0 | 0
Propane Emissions | 0 | 0 | 0 | 0 | 0 | 0 | 0 | 0 | 0 | 0 | 0 | 0 | 0 | 0 | 0 | 0 | 0 | 0 | 0 | 0 | 0 | 0 | 0 | 0 | 0 | 0 | 0 | 0
Wood Emissions | 0 | 0 | 0 | 0 | 0 | 0 | 0 | 0 | 0 | 0 | 0 | 0 | 0 | 0 | 0 | 0 | 0 | 0 | 0 | 0 | 0 | 0 | 0 | 0 | 0 | 0 | 0 | 0
Manitoba | 0 | 0 | 0 | 0 | 0 | 0 | 0 | 0 | 0 | 0 | 0 | 0 | 0 | 0 | 0 | 0 | 0 | 0 | 0 | 0 | 0 | 0 | 0 | 0 | 0 | 0 | 0
Electrical Grid Emissions | 0 | 0 | 0 | 0 | 0 | 0 | 0 | 0 | 0 | 0 | 0 | 0 | 0 | 0 | 0 | 0 | 0 | 0 | 0 | 0 | 0 | 0 | 0 | 0 | 0 | 0 | 0 | 0 | 0
Natural Gas Emissions | 0 | 0 | 0 | 0 | 0 | 0 | 0 | 0 | 0 | 0 | 0 | 0 | 0 | 0 | 0 | 0 | 0 | 0 | 0 | 0 | 0 | 0 | 0 | 0 | 0 | 0 | 0 | 0
Oil Emissions | 0 | 0 | 0 | 0 | 0 | 0 | 0 | 0 | 0 | 0 | 0 | 0 | 0 | 0 | 0 | 0 | 0 | 0 | 0 | 0 | 0 | 0 | 0 | 0 | 0 | 0 | 0 | 0
Propane Emissions | 0 | 0 | 0 | 0 | 0 | 0 | 0 | 0 | 0 | 0 | 0 | 0 | 0 | 0 | 0 | 0 | 0 | 0 | 0 | 0 | 0 | 0 | 0 | 0 | 0 | 0 | 0 | 0
Wood Emissions | 0 | 0 | 0 | 0 | 0 | 0 | 0 | 0 | 0 | 0 | 0 | 0 | 0 | 0 | 0 | 0 | 0 | 0 | 0 | 0 | 0 | 0 | 0 | 0 | 0 | 0 | 0 | 0
New Brunswick | 240 | 241.8 | 228.3 | 225.1 | 223.8 | 73.8 | 24.5 | 23.7 | 22.5 | 19.3 | 17.8 | 7.8 | 7.7 | 7.4 | 7.4 | 7.3 | 7.3 | 7.3 | 0.1 | 0.1 | 0.1 | 0.1 | 0 | 0 | 0 | 0 | 0
Electrical Grid Emissions | 0 | 0 | 0 | 0 | 0 | 0 | 0 | 0 | 0 | 0 | 0 | 0 | 0 | 0 | 0 | 0 | 0 | 0 | 0 | 0 | 0 | 0 | 0 | 0 | 0 | 0 | 0 | 0 | 0
Natural Gas Emissions | 0 | 0 | 0 | 0 | 0 | 0 | 0 | 0 | 0 | 0 | 0 | 0 | 0 | 0 | 0 | 0 | 0 | 0 | 0 | 0 | 0 | 0 | 0 | 0 | 0 | 0 | 0 | 0
Oil Emissions | 0 | 0 | 0 | 0 | 0 | 0 | 0 | 0 | 0 | 0 | 0 | 0 | 0 | 0 | 0 | 0 | 0 | 0 | 0 | 0 | 0 | 0 | 0 | 0 | 0 | 0 | 0 | 0
Propane Emissions | 0 | 0 | 0 | 0 | 0 | 0 | 0 | 0 | 0 | 0 | 0 | 0 | 0 | 0 | 0 | 0 | 0 | 0 | 0 | 0 | 0 | 0 | 0 | 0 | 0 | 0 | 0 | 0
Wood Emissions | 0 | 0 | 0 | 0 | 0 | 0 | 0 | 0 | 0 | 0 | 0 | 0 | 0 | 0 | 0 | 0 | 0 | 0 | 0 | 0 | 0 | 0 | 0 | 0 | 0 | 0 | 0 | 0
Newfoundland and Labrador | 9.2 | 9.2 | 9.3 | 9.2 | 17.7 | 10.5 | 0 | 0 | 0 | 0 | 0 | 0 | 0 | 0 | 0 | 0 | 0 | 0 | 0 | 0 | 0 | 0 | 0 | 0 | 0 | 0 | 0
Electrical Grid Emissions | 0 | 0 | 0 | 0 | 0 | 0 | 0 | 0 | 0 | 0 | 0 | 0 | 0 | 0 | 0 | 0 | 0 | 0 | 0 | 0 | 0 | 0 | 0 | 0 | 0 | 0 | 0 | 0 | 0
Natural Gas Emissions | 0 | 0 | 0 | 0 | 0 | 0 | 0 | 0 | 0 | 0 | 0 | 0 | 0 | 0 | 0 | 0 | 0 | 0 | 0 | 0 | 0 | 0 | 0 | 0 | 0 | 0 | 0 | 0
Oil Emissions | 0 | 0 | 0 | 0 | 0 | 0 | 0 | 0 | 0 | 0 | 0 | 0 | 0 | 0 | 0 | 0 | 0 | 0 | 0 | 0 | 0 | 0 | 0 | 0 | 0 | 0 | 0 | 0
Propane Emissions | 0 | 0 | 0 | 0 | 0 | 0 | 0 | 0 | 0 | 0 | 0 | 0 | 0 | 0 | 0 | 0 | 0 | 0 | 0 | 0 | 0 | 0 | 0 | 0 | 0 | 0 | 0 | 0
Wood Emissions | 0 | 0 | 0 | 0 | 0 | 0 | 0 | 0 | 0 | 0 | 0 | 0 | 0 | 0 | 0 | 0 | 0 | 0 | 0 | 0 | 0 | 0 | 0 | 0 | 0 | 0 | 0 | 0
Northwest Territory | 0.8 | 0 | 0 | 0 | 0 | 0 | 0 | 0 | 0 | 0 | 0 | 0 | 0 | 0 | 4.1 | 29.7 | 62.4 | 28.5 | 16.3 | 7.7 | 7.5 | 21 | 27 | 26.1 | 21.4 | 20.2 | 49.3
Electrical Grid Emissions | 0 | 0 | 0 | 0 | 0 | 0 | 0 | 0 | 0 | 0 | 0 | 0 | 0 | 0 | 0 | 0 | 0 | 0 | 0 | 0 | 0 | 0 | 0 | 0 | 0 | 0 | 0 | 0 | 0
Natural Gas Emissions | 0 | 0 | 0 | 0 | 0 | 0 | 0 | 0 | 0 | 0 | 0 | 0 | 0 | 0 | 0 | 0 | 0 | 0 | 0 | 0 | 0 | 0 | 0 | 0 | 0 | 0 | 0 | 0
Oil Emissions | 0 | 0 | 0 | 0 | 0 | 0 | 0 | 0 | 0 | 0 | 0 | 0 | 0 | 0 | 0 | 0 | 0 | 0 | 0 | 0 | 0 | 0 | 0 | 0 | 0 | 0 | 0 | 0
Propane Emissions | 0 | 0 | 0 | 0 | 0 | 0 | 0 | 0 | 0 | 0 | 0 | 0 | 0 | 0 | 0 | 0 | 0 | 0 | 0 | 0 | 0 | 0 | 0 | 0 | 0 | 0 | 0 | 0
Wood Emissions | 0 | 0 | 0 | 0 | 0 | 0 | 0 | 0 | 0 | 0 | 0 | 0 | 0 | 0 | 0 | 0 | 0 | 0 | 0 | 0 | 0 | 0 | 0 | 0 | 0 | 0 | 0 | 0
Nova Scotia | 546.8 | 479.1 | 453.5 | 419.5 | 394.5 | 165.3 | 115.5 | 91.6 | 93 | 76.5 | 65.4 | 1.2 | -0.4 | 1.3 | 0 | 0 | 0 | 0 | 0 | 0 | 0 | 0 | 0 | 0 | 0 | 0 | 0
Electrical Grid Emissions | 0 | 0 | 0 | 0 | 0 | 0 | 0 | 0 | 0 | 0 | 0 | 0 | 0 | 0 | 0 | 0 | 0 | 0 | 0 | 0 | 0 | 0 | 0 | 0 | 0 | 0 | 0 | 0 | 0
Natural Gas Emissions | 0 | 0 | 0 | 0 | 0 | 0 | 0 | 0 | 0 | 0 | 0 | 0 | 0 | 0 | 0 | 0 | 0 | 0 | 0 | 0 | 0 | 0 | 0 | 0 | 0 | 0 | 0 | 0
Oil Emissions | 0 | 0 | 0 | 0 | 0 | 0 | 0 | 0 | 0 | 0 | 0 | 0 | 0 | 0 | 0 | 0 | 0 | 0 | 0 | 0 | 0 | 0 | 0 | 0 | 0 | 0 | 0 | 0
Propane Emissions | 0 | 0 | 0 | 0 | 0 | 0 | 0 | 0 | 0 | 0 | 0 | 0 | 0 | 0 | 0 | 0 | 0 | 0 | 0 | 0 | 0 | 0 | 0 | 0 | 0 | 0 | 0 | 0
Wood Emissions | 0 | 0 | 0 | 0 | 0 | 0 | 0 | 0 | 0 | 0 | 0 | 0 | 0 | 0 | 0 | 0 | 0 | 0 | 0 | 0 | 0 | 0 | 0 | 0 | 0 | 0 | 0 | 0
Nunavut | 703 | 511.4 | 523.5 | 533.7 | 543.7 | 538.6 | 538.7 | 529.6 | 537.7 | 538.6 | 552.7 | 561 | 564.5 | 561.2 | 539.2 | 540.9 | 509.6 | 478.1 | 447.7 | 440.5 | 423.3 | 416.3 | 407.4 | 398.5 | 388.7 | 387.3 | 379.6
Electrical Grid Emissions | 0 | 0 | 0 | 0 | 0 | 0 | 0 | 0 | 0 | 0 | 0 | 0 | 0 | 0 | 0 | 0 | 0 | 0 | 0 | 0 | 0 | 0 | 0 | 0 | 0 | 0 | 0 | 0 | 0
Natural Gas Emissions | 0 | 0 | 0 | 0 | 0 | 0 | 0 | 0 | 0 | 0 | 0 | 0 | 0 | 0 | 0 | 0 | 0 | 0 | 0 | 0 | 0 | 0 | 0 | 0 | 0 | 0 | 0 | 0
Oil Emissions | 0 | 0 | 0 | 0 | 0 | 0 | 0 | 0 | 0 | 0 | 0 | 0 | 0 | 0 | 0 | 0 | 0 | 0 | 0 | 0 | 0 | 0 | 0 | 0 | 0 | 0 | 0 | 0
Propane Emissions | 0 | 0 | 0 | 0 | 0 | 0 | 0 | 0 | 0 | 0 | 0 | 0 | 0 | 0 | 0 | 0 | 0 | 0 | 0 | 0 | 0 | 0 | 0 | 0 | 0 | 0 | 0 | 0
Wood Emissions | 0 | 0 | 0 | 0 | 0 | 0 | 0 | 0 | 0 | 0 | 0 | 0 | 0 | 0 | 0 | 0 | 0 | 0 | 0 | 0 | 0 | 0 | 0 | 0 | 0 | 0 | 0 | 0
Ontario | 65.5 | 87.8 | 76.7 | 87.1 | 75.4 | 69.3 | 48.1 | 24.7 | 20.7 | 13.9 | 6.6 | 0.9 | 0.5 | 0.2 | 0.2 | 0.2 | 0.2 | 0.2 | 0.2 | 0.2 | 0.2 | 0.2 | 0.2 | 0.2 | 0.2 | 0.2 | 0.3
Electrical Grid Emissions | 0 | 0 | 0 | 0 | 0 | 0 | 0 | 0 | 0 | 0 | 0 | 0 | 0 | 0 | 0 | 0 | 0 | 0 | 0 | 0 | 0 | 0 | 0 | 0 | 0 | 0 | 0 | 0 | 0
Natural Gas Emissions | 0 | 0 | 0 | 0 | 0 | 0 | 0 | 0 | 0 | 0 | 0 | 0 | 0 | 0 | 0 | 0 | 0 | 0 | 0 | 0 | 0 | 0 | 0 | 0 | 0 | 0 | 0 | 0
Oil Emissions | 0 | 0 | 0 | 0 | 0 | 0 | 0 | 0 | 0 | 0 | 0 | 0 | 0 | 0 | 0 | 0 | 0 | 0 | 0 | 0 | 0 | 0 | 0 | 0 | 0 | 0 | 0 | 0
Propane Emissions | 0 | 0 | 0 | 0 | 0 | 0 | 0 | 0 | 0 | 0 | 0 | 0 | 0 | 0 | 0 | 0 | 0 | 0 | 0 | 0 | 0 | 0 | 0 | 0 | 0 | 0 | 0 | 0
Wood Emissions | 0 | 0 | 0 | 0 | 0 | 0 | 0 | 0 | 0 | 0 | 0 | 0 | 0 | 0 | 0 | 0 | 0 | 0 | 0 | 0 | 0 | 0 | 0 | 0 | 0 | 0 | 0 | 0
Prince Edward Island | 0 | 0 | 0 | 0 | 0.1 | 0 | 0 | 0 | 0 | 0 | 0 | 0 | 0 | 0 | 0 | 0 | 0 | 0 | 0 | 0 | 0 | 0 | 0 | 0 | 0 | 0 | 0
Electrical Grid Emissions | 0 | 0 | 0 | 0 | 0 | 0 | 0 | 0 | 0 | 0 | 0 | 0 | 0 | 0 | 0 | 0 | 0 | 0 | 0 | 0 | 0 | 0 | 0 | 0 | 0 | 0 | 0 | 0 | 0
Natural Gas Emissions | 0 | 0 | 0 | 0 | 0 | 0 | 0 | 0 | 0 | 0 | 0 | 0 | 0 | 0 | 0 | 0 | 0 | 0 | 0 | 0 | 0 | 0 | 0 | 0 | 0 | 0 | 0 | 0
Oil Emissions | 0 | 0 | 0 | 0 | 0 | 0 | 0 | 0 | 0 | 0 | 0 | 0 | 0 | 0 | 0 | 0 | 0 | 0 | 0 | 0 | 0 | 0 | 0 | 0 | 0 | 0 | 0 | 0
Propane Emissions | 0 | 0 | 0 | 0 | 0 | 0 | 0 | 0 | 0 | 0 | 0 | 0 | 0 | 0 | 0 | 0 | 0 | 0 | 0 | 0 | 0 | 0 | 0 | 0 | 0 | 0 | 0 | 0
Wood Emissions | 0 | 0 | 0 | 0 | 0 | 0 | 0 | 0 | 0 | 0 | 0 | 0 | 0 | 0 | 0 | 0 | 0 | 0 | 0 | 0 | 0 | 0 | 0 | 0 | 0 | 0 | 0 | 0
Quebec | 0.9 | 0.4 | 0.1 | 0.1 | 0.1 | 0.1 | 0.2 | 0.2 | 0.2 | 0.2 | 0.2 | 0.2 | 0.2 | 0.2 | 0.2 | 0.2 | 0.2 | 0.2 | 0.2 | 0.1 | 0.1 | 0.1 | 0.1 | 0.1 | 0.1 | 0.1 | 0.1
Electrical Grid Emissions | 0 | 0 | 0 | 0 | 0 | 0 | 0 | 0 | 0 | 0 | 0 | 0 | 0 | 0 | 0 | 0 | 0 | 0 | 0 | 0 | 0 | 0 | 0 | 0 | 0 | 0 | 0 | 0 | 0
Natural Gas Emissions | 0 | 0 | 0 | 0 | 0 | 0 | 0 | 0 | 0 | 0 | 0 | 0 | 0 | 0 | 0 | 0 | 0 | 0 | 0 | 0 | 0 | 0 | 0 | 0 | 0 | 0 | 0 | 0
Oil Emissions | 0 | 0 | 0 | 0 | 0 | 0 | 0 | 0 | 0 | 0 | 0 | 0 | 0 | 0 | 0 | 0 | 0 | 0 | 0 | 0 | 0 | 0 | 0 | 0 | 0 | 0 | 0 | 0
Propane Emissions | 0 | 0 | 0 | 0 | 0 | 0 | 0 | 0 | 0 | 0 | 0 | 0 | 0 | 0 | 0 | 0 | 0 | 0 | 0 | 0 | 0 | 0 | 0 | 0 | 0 | 0 | 0 | 0
Wood Emissions | 0 | 0 | 0 | 0 | 0 | 0 | 0 | 0 | 0 | 0 | 0 | 0 | 0 | 0 | 0 | 0 | 0 | 0 | 0 | 0 | 0 | 0 | 0 | 0 | 0 | 0 | 0 | 0
Saskatchewan | 582.7 | 522.8 | 521.5 | 508 | 397.8 | 371.3 | 160.3 | 149.8 | 118.2 | 106.4 | 95 | 50.8 | 48.2 | 45.5 | 42.2 | 38.3 | 22.1 | 18 | 15.2 | 15.1 | 2.2 | 0.5 | 0.4 | 0 | 0.4 | 1.7 | 0.2
Electrical Grid Emissions | 0 | 0 | 0 | 0 | 0 | 0 | 0 | 0 | 0 | 0 | 0 | 0 | 0 | 0 | 0 | 0 | 0 | 0 | 0 | 0 | 0 | 0 | 0 | 0 | 0 | 0 | 0 | 0 | 0
Natural Gas Emissions | 0 | 0 | 0 | 0 | 0 | 0 | 0 | 0 | 0 | 0 | 0 | 0 | 0 | 0 | 0 | 0 | 0 | 0 | 0 | 0 | 0 | 0 | 0 | 0 | 0 | 0 | 0 | 0
Oil Emissions | 0 | 0 | 0 | 0 | 0 | 0 | 0 | 0 | 0 | 0 | 0 | 0 | 0 | 0 | 0 | 0 | 0 | 0 | 0 | 0 | 0 | 0 | 0 | 0 | 0 | 0 | 0 | 0
Propane Emissions | 0 | 0 | 0 | 0 | 0 | 0 | 0 | 0 | 0 | 0 | 0 | 0 | 0 | 0 | 0 | 0 | 0 | 0 | 0 | 0 | 0 | 0 | 0 | 0 | 0 | 0 | 0 | 0
Wood Emissions | 0 | 0 | 0 | 0 | 0 | 0 | 0 | 0 | 0 | 0 | 0 | 0 | 0 | 0 | 0 | 0 | 0 | 0 | 0 | 0 | 0 | 0 | 0 | 0 | 0 | 0 | 0 | 0
Yukon Territory | 141.8 | 44.6 | 77.6 | 113.2 | 133.9 | 132.4 | 125.7 | 92.2 | 62.3 | 61.6 | 61.9 | 63 | 61.2 | 64.2 | 64.8 | 64.9 | 62.6 | 54.1 | 47 | 45.1 | 41.7 | 37.8 | 35.6 | 33 | 32.2 | 30.6 | 30
Electrical Grid Emissions | 0 | 0 | 0 | 0 | 0 | 0 | 0 | 0 | 0 | 0 | 0 | 0 | 0 | 0 | 0 | 0 | 0 | 0 | 0 | 0 | 0 | 0 | 0 | 0 | 0 | 0 | 0 | 0 | 0
Natural Gas Emissions | 0 | 0 | 0 | 0 | 0 | 0 | 0 | 0 | 0 | 0 | 0 | 0 | 0 | 0 | 0 | 0 | 0 | 0 | 0 | 0 | 0 | 0 | 0 | 0 | 0 | 0 | 0 | 0
Oil Emissions | 0 | 0 | 0 | 0 | 0 | 0 | 0 | 0 | 0 | 0 | 0 | 0 | 0 | 0 | 0 | 0 | 0 | 0 | 0 | 0 | 0 | 0 | 0 | 0 | 0 | 0 | 0 | 0
Propane Emissions | 0 | 0 | 0 | 0 | 0 | 0 | 0 | 0 | 0 | 0 | 0 | 0 | 0 | 0 | 0 | 0 | 0 | 0 | 0 | 0 | 0 | 0 | 0 | 0 | 0 | 0 | 0 | 0
Wood Emissions | 0 | 0 | 0 | 0 | 0 | 0 | 0 | 0 | 0 | 0 | 0 | 0 | 0 | 0 | 0 | 0 | 0 | 0 | 0 | 0 | 0 | 0 | 0 | 0 | 0 | 0 | 0 | 0
Selected Province | 141.8 | 44.6 | 77.6 | 113.2 | 133.9 | 132.4 | 125.7 | 92.2 | 62.3 | 61.6 | 61.9 | 63 | 61.2 | 64.2 | 64.8 | 64.9 | 62.6 | 54.1 | 47 | 45.1 | 41.7 | 37.8 | 35.6 | 33 | 32.2 | 30.6 | 30
Electrical Grid Emissions | 0 | 0 | 0 | 0 | 0 | 0 | 0 | 0 | 0 | 0 | 0 | 0 | 0 | 0 | 0 | 0 | 0 | 0 | 0 | 0 | 0 | 0 | 0 | 0 | 0 | 0 | 0 | 0 | 0
Natural Gas Emissions | 0 | 0 | 0 | 0 | 0 | 0 | 0 | 0 | 0 | 0 | 0 | 0 | 0 | 0 | 0 | 0 | 0 | 0 | 0 | 0 | 0 | 0 | 0 | 0 | 0 | 0 | 0 | 0
Oil Emissions | 0 | 0 | 0 | 0 | 0 | 0 | 0 | 0 | 0 | 0 | 0 | 0 | 0 | 0 | 0 | 0 | 0 | 0 | 0 | 0 | 0 | 0 | 0 | 0 | 0 | 0 | 0 | 0
Propane Emissions | 0 | 0 | 0 | 0 | 0 | 0 | 0 | 0 | 0 | 0 | 0 | 0 | 0 | 0 | 0 | 0 | 0 | 0 | 0 | 0 | 0 | 0 | 0 | 0 | 0 | 0 | 0 | 0
Wood Emissions | 0 | 0 | 0 | 0 | 0 | 0 | 0 | 0 | 0 | 0 | 0 | 0 | 0 | 0 | 0 | 0 | 0 | 0 | 0 | 0 | 0 | 0 | 0 | 0 | 0 | 0 | 0 | 0
Selected province row: | 76
Notes:
The electricity grid intensities are calculated from Canada’s greenhouse gas and air pollutant emissions projections (https://publications.gc.ca/site/fra/9.866115/publication.html).
The electricity grid intensities are computed by dividing electricity emissions by electricity sales from the utility grid within a province or territory. Electricity emissions are the sum of emissions from utility electricity production and emissions from industrial electricity sold to the utility grid (including emissions from electricity losses).
This methodology implies that imports and exports of electricity are assumed to have an emissions intensity of zero while the electricity imported still contributes to the sales of electricity from the utility grid. This also means that emissions from exported electricity are attributed to the exporting province or territory.
"x" indicates content suppressed in order to meet the confidentiality requirements of the Statistics Act.
"0" Indicates data truncated due to rounding.
-: no data.
© His Majesty the king in Right of Canada, as represented by the Minister of Natural Resources, 2025
© Sa Majesté le Roi du chef du Canada, représentée par le ministre de Ressources naturelles, 2025

## Formulas & Formats (hidden)
COLOURS |  |  | FONTS |  |  | FORMULAE
a | Title Row (row ht 55)
a | Header Row |  | CO2E EMISSIONS | Calibri 18 Bold |  | NET kgCO2e EMISSIONS | I6 = L6 - (M6 x N6)
a | Worksheet Subtotal |  | CO2 STORAGE | Calibri 18 Bold |  | CO2e EMISSIONS | L6 = D6 x $H$6 x G6/100 x Column M (C13) from Master Sheet
a | Section Heading (row ht 55) |  | CO2 STORAGE FACTOR | Calibri 18 |  | CO2 STORAGE | M6 = D x $H$6 x G6/100 x Column AA (C27) from Master Sheet
a | Material Group Heading |  |  |  |  | CO2 STORAGE FACTOR | N6 = Column AC (C29) from Master Sheet
a | User Input Cell |  |  |  |  | CO2e EMISSIONS (w R-Value) | L37 = D37 x ($E$35/5.678) x G37/100 x Column M(C13) from Master sheet
a | Selected Material (sheet total row ht 35) |  |  |  |  | CO2 STORAGE (w R-Value) | M37 = D37 x ($E$35/5.678) x G37/100 x Column AA (C27) from Master sheet
| Material Alternate Row Colour | [5 empty] | NOTE: The quantity for the cladding materials is: H30*2 + H29
Steel Framing Factors
| Framing factors: | Wood dimensions in meters: |  |  |  | Factor for | Load Bearing Walls
| 16" = 25% | 2x4 | 0.0889 | m | 16" o.c. | 3.794 | Equivalent m of linear stud per m2 (to account for horizontal members in a typical 10' wall)
| 24" = 22% | 2x6 | 0.1397 | m | 24" o.c. | 2.9738 | Equivalent m of linear stud per m2 (to account for horizontal members in a typical 10' wall)
|  | 2x8 | 0.18415 | m
|  | 2x10 | 0.23495 | m |  | Factor for | Non Load Bearing Walls
|  | 2x12 | 0.28575 | m | 16" o.c. | 3.1273 | Equivalent m of linear stud per m2 (to account for horizontal members in a typical 10' wall)
[5 empty] | 24" o.c. | 2.3071 | Equivalent m of linear stud per m2 (to account for horizontal members in a typical 10' wall)
| Spacing | Joists / m
| 16" | 2.4606 |  |  |  | Factor for | Vertical Studs only
| 24" | 1.6404 |  |  | 16" o.c. | 2.4606 | linear m of vertical studs per m2 of wall
| 36" | 1.0936 |  |  | 24" o.c. | 1.6404 | linear m of vertical studs per m2 of wall
| TJI Size | Ratio of density/m of TJI
| 9-1/2" | 0.926
| EPD avg | 1
| 11-7/8" | 1.029
| 14" | 1.132
| 16" | 1.2
| SIP Panel | Factor
| 5-1/2", R-22 | 3.8746
| 7-1/4", R-29 Factor: 5.106 | 5.1074
| 9-1/2", R-38 Factor: 10.326 | 6.6925
| 11-7/8", R-48 Factor:13.043 | 8.3656
© His Majesty the king in Right of Canada, as represented by the Minister of Natural Resources, 2025
© Sa Majesté le Roi du chef du Canada, représentée par le ministre de Ressources naturelles, 2025